## Predračun (OBR-2)
PONUDNIK:
Številka ponudbe:
Datum:
PREDRAČUN
ZA VZDRŽEVANJE MEDICINSKE OPREME PROIZVAJALCEV NIHON KOHDEN, ATOM MEDICAL, CAREFUSION, LÖWENSTEIN MEDICAL, EKU, WILAMED, KANMED, MAXTEC, SANTEC, MEDCARE VISION IN HEYER
ZŠ | Katal. Št. | Opis |  | EM | Količina | Cena na EM brez DDV | DDV (%) | Vrednost brez DDV
1. |  | Cena delovne ure servisnega tehnika |  | ura | 100 |  |  | 0 | 0
2. |  | Cena prihoda servisnega tehnika na lokacijo naročnika. V ceno so všteti potni stroški (kilometrina), dnevnica, stroški servisnega tehnika na poti ter drugi stroški |  | prihod | 50 |  |  | 0 | 0
|  | Rezervni deli | [6 empty] | 0
3. | 98747 | Snap-Open Access Port Packing |  | kos | 1 | 0 | 22 | 0 | 0
4. | 98594 | Rotary Damper |  | kos | 1 | 0 | 22 | 0 | 0
5. | 98603 | X-ray Cassette Tray Door Packing |  | kos | 1 | 0 | 22 | 0 | 0
6. | 60860 | acces port cover |  | kos | 1 | 0 | 22 | 0 | 0
7. | 92791 | Battery for power failure |  | kos | 1 | 0 | 22 | 0 | 0
8. | 95241 | Filter Sponge |  | kos | 1 | 0 | 22 | 0 | 0
9. | 60269 | Pneumoclean electrostatic air filter |  | kos | 1 | 0 | 22 | 0 | 0
10. | 98758 | Cable for weight monitor |  | kos | 1 | 0 | 22 | 0 | 0
11. | 60859 | Oxygen sensor |  | kos | 1 | 0 | 22 | 0 | 0
12. | 60883 | Skin temperature probe |  | kos | 1 | 0 | 22 | 0 | 0
13. | 98523 | Sensor Module for Oxygen Controller Type |  | kos | 1 | 0 | 22 | 0 | 0
14. | 98784 | LCD Display SN 2310229 or higher |  | kos | 1 | 0 | 22 | 0 | 0
15. | 98549 | Cartridge Tank (w/Cap) |  | kos | 1 | 0 | 22 | 0 | 0
16. | 93217 | Pressure Dispersion Mattress |  | kos | 1 | 0 | 22 | 0 | 0
17. | 92326 | Tube Introduction Slit Packing |  | kos | 1 | 0 | 22 | 0 | 0
18. | 98651 | Steam Gate |  | kos | 1 | 0 | 22 | 0 | 0
19. | 98593 | Rotary Damper |  | kos | 1 | 0 | 22 | 0 | 0
20. | 98606 | Admittance Panel Packing |  | kos | 1 | 0 | 22 | 0 | 0
21. | 97997 | Inner Panel SN 2340098 or higher |  | kos | 1 | 0 | 22 | 0 | 0
22. | 98682 | FrontAdmittance Panel Packing |  | kos | 1 | 0 | 22 | 0 | 0
23. | 98573 | Fan |  | kos | 1 | 0 | 22 | 0 | 0
24. | 93306 | Panel (Front) |  | kos | 1 | 0 | 22 | 0 | 0
25. | 92063 | Battery 1 |  | kos | 1 | 0 | 22 | 0 | 0
26. | 92081 | Battery 2 (2 pcs/set) |  | kos | 1 | 0 | 22 | 0 | 0
27. | 96289 | Rotary Damper |  | kos | 1 | 0 | 22 | 0 | 0
28. | 93359 | Pressure Dispersion Mattress |  | kos | 1 | 0 | 22 | 0 | 0
29. | 95721 | Silencer |  | kos | 1 | 0 | 22 | 0 | 0
30. | 60985 | Mattress |  | kos | 1 | 0 | 22 | 0 | 0
31. | 94310 | Rotary Damper |  | kos | 1 | 0 | 22 | 0 | 0
32. | 95579 | Arm |  | kos | 1 | 0 | 22 | 0 | 0
33. | 95212 | Rotation Block w/sticker |  | kos | 1 | 0 | 22 | 0 | 0
34. | 95572 | Operation Panel Sheet |  | kos | 1 | 0 | 22 | 0 | 0
35. | 68339K | Battery Assy,24V,4.5Ah,Nimh,AVEA |  | kos | 1 | 0 | 22 | 0 | 0
36. | 16138 | Kit,AVEA,Preventive Maintenance W/Compressor |  | kos | 1 | 0 | 22 | 0 | 0
37. | 68289 | Sensor,Oxygen W/Connector |  | kos | 1 | 0 | 22 | 0 | 0
38. | 100929 | Heating Wire Adapter (i+e) |  | kos | 1 | 0 | 22 | 0 | 0
39. | 100942 | Heating Wire Adapter inspiratory only (i) |  | kos | 1 | 0 | 22 | 0 | 0
40. | 100910 | Temp. probe |  | kos | 1 | 0 | 22 | 0 | 0
41. | 101071 | Display unit |  | kos | 1 | 0 | 22 | 0 | 0
42. | 51000-40525 | Fitting,Rubber-Exhalation |  | kos | 1 | 0 | 22 | 0 | 0
43. | 30025D | O-Ring,.146 Id X .04,Nitrile,10 Pk |  | kos | 1 | 0 | 22 | 0 | 0
44. | 11416 | Preventative maintenance kit, VELA |  | kos | 1 | 0 | 22 | 0 | 0
45. | 16101 | O2 sensor assembly |  | kos | 1 | 0 | 22 | 0 | 0
46. | 33030A | VELA regulator replacement |  | kos | 1 | 0 | 22 | 0 | 0
47. | 21542 | 12V battery, 4.5 Ahr, Ni-MH |  | kos | 1 | 0 | 22 | 0 | 0
48. | 16496 | Flow sensor |  | kos | 1 | 0 | 22 | 0 | 0
49. | 20005 | Exhalation valve body |  | kos | 1 | 0 | 22 | 0 | 0
50. | R125P02-011 | Oxygen sensor with cable |  | kos | 1 | 0 | 22 | 0 | 0
51. | 36-SRK4800 | Preventative maintenance kit, PrNOx |  | kos | 1 | 0 | 22 | 0 | 0
52. | 36-BAT1033 | Battery 7.2V |  | kos | 1 | 0 | 22 | 0 | 0
53. | S770635 | Flowmeter assy Delno for NO |  | kos | 1 | 0 | 22 | 0 | 0
54. | 772793 | EXHALED GAS DEFLECTOR,3100A/B |  | kos | 1 | 0 | 22 | 0 | 0
55. | 766798 | Column lint filter element |  | kos | 1 | 0 | 22 | 0 | 0
56. | 767163 | Air Inlet Filter Element. Box of 10 |  | kos | 1 | 0 | 22 | 0 | 0
57. | 10273 | Blender kit (obnovljen) |  | kos | 1 | 0 | 22 | 0 | 0
58. | 465298 | Krytox grease |  | kos | 1 | 0 | 22 | 0 | 0
59. | 773909 | 6K hour PM kit for 3100A 3-Ohm driver |  | kos | 1 | 0 | 22 | 0 | 0
60. | 777242-101 | Service Kit SiPAP Driver Annual |  | kos | 1 | 0 | 22 | 0 | 0
61. | 11798 | MICRO BLENDER,LOW FLOW,SIPAP |  | kos | 1 | 0 | 22 | 0 | 0
62. | 22562 | Knob, SiPAP Blender |  | kos | 1 | 0 | 22 | 0 | 0
63. | 219700 | Maintenance KIT for Leoni Plus, 1 (one) year |  | kos | 1 | 0 | 22 | 0 | 0
64. | 0219702v01 | Maintenance for Leoni Plus after 3 (three) years |  | kos | 1 | 0 | 22 | 0 | 0
65. | 0217018bg | NO adapter for suction compl with hose connector |  | kos | 1 | 0 | 22 | 0 | 0
66. | 217011 | Flow sensor |  | kos | 1 | 0 | 22 | 0 | 0
67. | 217012 | Flow sensor connection cable |  | kos | 1 | 0 | 22 | 0 | 0
68. | 0217026-1 | Ekspiratorna valvula |  | kos | 1 | 0 | 22 | 0 | 0
69. | 217031 | Oxygen measuremnt cell |  | kos | 1 | 0 | 22 | 0 | 0
70. | 217752 | Rechargeable battery DC 12V |  | kos | 1 | 0 | 22 | 0 | 0
71. | 217546 | Leoni2 battery pack |  | kos | 1 | 0 | 22 | 0 | 0
72. | 80501 | Keypad Leoni plus |  | kos | 1 | 0 | 22 | 0 | 0
73. | 217754 | Cover fan |  | kos | 1 | 0 | 22 | 0 | 0
74. | 217753 | Backup battery |  | kos | 1 | 0 | 22 | 0 | 0
75. | 217999 | Kit for HFO module fixation |  | kos | 1 | 0 | 22 | 0 | 0
76. | 400940 | Maintenance kit 12 months (MA-640040) |  | kos | 1 | 0 | 22 | 0 | 0
77. | 400906 | Wheel with kick pedal lock for Elisa600/800 trolley |  | kos | 1 | 0 | 22 | 0 | 0
78. | 0209316(-1) | Telescopic slides |  | kos | 1 | 0 | 22 | 0 | 0
79. | 0209316hul001mri | Telescopic slides Leon mri |  | kos | 1 | 0 | 22 | 0 | 0
80. | 208700 | Battery |  | kos | 1 | 0 | 22 | 0 | 0
81. | 208634 | Servomex Paramagnetic O2 sensor |  | kos | 1 | 0 | 22 | 0 | 0
82. | 208620 | AION 03, Multigas Analyzer Gas Sensor, Agent ID, replaced by AION PLATINUM |  | kos | 1 | 0 | 22 | 0 | 0
83. | 0208635 | Holder for water trap |  | kos | 1 | 0 | 22 | 0 | 0
84. | 0208635mri | (Servomex) |  | kos | 1 | 0 | 22 | 0 | 0
85. | 0209004 | Option panel Leon Plus with emergency flowmeter |  | kos | 1 | 0 | 22 | 0 | 0
86. | 0209004hul300 | switch for ext. Fresh gas outlet |  | kos | 1 | 0 | 22 | 0 | 0
87. | 0208750-1 new art. no.: 0208750v2hul200 | Valve bank power gas compl. mounted without board, Leon, Leon Plus |  | kos | 1 | 0 | 22 | 0 | 0
88. | 0208751-1 new art. no.: 0208751hul200 | Valve bank fresh gas compl. mounted without board, Leon Plus |  | kos | 1 | 0 | 22 | 0 | 0
89. | 0208751-2hul300 | Blender board Leon Plus |  | kos | 1 | 0 | 22 | 0 | 0
90. | 0209100hul200bagarm | Compact circuit system complete with APL valve, Flowsensor and bag-arm |  | kos | 1 | 0 | 22 | 0 | 0
91. | 209120 | Flowsensor |  | kos | 1 | 0 | 22 | 0 | 0
92. | 0209135hul200bg | Inspection glass insp./exp. compact circuit system cplt. with O-ring 32,70 x 1,30 |  | kos | 1 | 0 | 22 | 0 | 0
93. | 0209130 (v1) | APL Valve (next generation) |  | kos | 1 | 0 | 22 | 0 | 0
94. | 209353 | Dome for bellow Leon, Leon plus |  | kos | 1 | 0 | 22 | 0 | 0
95. | 151233e | Membrane for expiration valve |  | kos | 1 | 0 | 22 | 0 | 0
96. | 0209360hul004 | Absorber cpl |  | kos | 1 | 0 | 22 | 0 | 0
97. | 0209190hul002bg | Gas feed-in Docking Station assembly incl. tubing system |  | kos | 1 | 0 | 22 | 0 | 0
98. | 0209225bg | High pressure manometer assembly for N2O (dm=50mm, 0- 160 kPa x100) |  | kos | 1 | 0 | 22 | 0 | 0
99. | 0209230bg | High pressure manometer assembly for O2 (dm=50mm, 0-315 kPa x100) |  | kos | 1 | 0 | 22 | 0 | 0
100. | 208770 | Exhalation valve Leon, Leon plus, compl. mounted |  | kos | 1 | 0 | 22 | 0 | 0
101. | 0209663hul321 | NETDCU 9.2 modified (with resistor) |  | kos | 1 | 0 | 22 | 0 | 0
102. | 0217041-1 | Rotary knob |  | kos | 1 | 0 | 22 | 0 | 0
103. | 209055 | MALI kit |  | kos | 1 | 0 | 22 | 0 | 0
104. | 0209060-1 | SREDNJI kit |  | kos | 1 | 0 | 22 | 0 | 0
105. | 209050 | VELIKI kit |  | kos | 1 | 0 | 22 | 0 | 0
106. | 208766 | M16-HL O 2 celica |  | kos | 1 | 0 | 22 | 0 | 0
107. | 5750002 | Hand adapter |  | kos | 1 | 0 | 22 | 0 | 0
108. | 5750025 | Acceleration Transducer |  | kos | 1 | 0 | 22 | 0 | 0
109. | 5750022 | Positive white stimulation lead, 5 pcs |  | kos | 1 | 0 | 22 | 0 | 0
110. | 5750028 | Main cable |  | kos | 1 | 0 | 22 | 0 | 0
111. | 5750021 | Negative black stimulation lead, 5 pcs |  | kos | 1 | 0 | 22 | 0 | 0
112. | 5750023 | Thermistor lead, 5 pcs |  | kos | 1 | 0 | 22 | 0 | 0
113. | 6112-908872C | HANDLE TPM |  | kos | 1 | 0 | 22 | 0 | 0
114. | 6112-908881A | LOCK RELEASE LEVER TPM |  | kos | 1 | 0 | 22 | 0 | 0
115. | 6112-908899A | RELEASE SHAFT TPM |  | kos | 1 | 0 | 22 | 0 | 0
116. | 6114933573A | HANDLE INSULATOR BSM-1700 |  | kos | 1 | 0 | 22 | 0 | 0
117. | 9000-012042 | TFT TCG057VGLGA-G00 |  | kos | 1 | 0 | 22 | 0 | 0
118. | 9000035044A | Touch panel NC01301-T061 |  | kos | 1 | 0 | 22 | 0 | 0
119. | 9000052079 | Check valve 2 |  | kos | 1 | 0 | 22 | 0 | 0
120. | 9000057903 | PUMP ASSY |  | kos | 1 | 0 | 22 | 0 | 0
121. | UR-4236 | DPU for BSM-1763, for BSM-1773 |  | kos | 1 | 0 | 22 | 0 | 0
122. | UR-4238 | DPU INPUT for BSM-1763, BSM-1773 |  | kos | 1 | 0 | 22 | 0 | 0
123. | UR-4240 | TEMP |  | kos | 1 | 0 | 22 | 0 | 0
124. | UR-42421 | DIGITAL BD for BSM-1763 |  | kos | 1 | 0 | 22 | 0 | 0
125. | UR-4245 | DIGITAL BD |  | kos | 1 | 0 | 22 | 0 | 0
126. | UR-4246 | POWER BD |  | kos | 1 | 0 | 22 | 0 | 0
127. | UR-4250 | ECG BD |  | kos | 1 | 0 | 22 | 0 | 0
128. | UR-3908 | SPO2 BD |  | kos | 1 | 0 | 22 | 0 | 0
129. | 923119 | TDS-2XV05B-701 valve |  | kos | 1 | 0 | 22 | 0 | 0
130. | X161 | Battery pack PT |  | kos | 1 | 0 | 22 | 0 | 0
131. | 9000045292A | Power unit, PS5142 for CU-191RK |  | kos | 1 | 0 | 22 | 0 | 0
132. | 9000060892 | SSD, MC651 GEBDBC1 EXMPU 01-05 |  | kos | 1 | 0 | 22 | 0 | 0
133. | UR-3969-01 | MH-POW board |  | kos | 1 | 0 | 22 | 0 | 0
134. | UR-3982-01 | CYFPGA board |  | kos | 1 | 0 | 22 | 0 | 0
135. | UR-4220 | NEW: UR-4220-01 |  | kos | 1 | 0 | 22 | 0 | 0
136. | UR-4220-01 | Main BD |  | kos | 1 | 0 | 22 | 0 | 0
137. | UR-4222 | STD connector BD |  | kos | 1 | 0 | 22 | 0 | 0
138. | UR-4223 | SUB connector BD |  | kos | 1 | 0 | 22 | 0 | 0
139. | $SK-9000003319 | Analog board PVM-2701K & PVM-2703K |  | kos | 1 | 0 | 22 | 0 | 0
140. | $UR-39450 | Main digital L board for MU-631RK |  | kos | 1 | 0 | 22 | 0 | 0
141. | 532149A | Pump for NIBP |  | kos | 1 | 0 | 22 | 0 | 0
142. | 532149B | Rolling pump P22D-0003R |  | kos | 1 | 0 | 22 | 0 | 0
143. | 9000001508 | MS-2013 SpO2 board |  | kos | 1 | 0 | 22 | 0 | 0
144. | 9000003319 | Analog board PVM-2703 |  | kos | 1 | 0 | 22 | 0 | 0
145. | 9000003328 | Digital board UR-4068J + D1359 for PVM-2 |  | kos | 1 | 0 | 22 | 0 | 0
146. | 9000003328B | DIGITAL Board for PVM-2701 |  | kos | 1 | 0 | 22 | 0 | 0
147. | 9000023485 | LCD T104S4D1 10.4 inch for MU-631RK |  | kos | 1 | 0 | 22 | 0 | 0
148. | 9000061414 | Touch screen MU-631RK |  | kos | 1 | 0 | 22 | 0 | 0
149. | 905995 | LCD unit (LTA104D182F) for PVM-2701 |  | kos | 1 | 0 | 22 | 0 | 0
150. | 921504A | 10.4 inch LCD unit |  | kos | 1 | 0 | 22 | 0 | 0
151. | 923119 | Valve set for PVM-2701/2703 |  | kos | 1 | 0 | 22 | 0 | 0
152. | 927187A | Rolling pump |  | kos | 1 | 0 | 22 | 0 | 0
153. | 930691 | Touchscreen |  | kos | 1 | 0 | 22 | 0 | 0
154. | SK-9000000313 | LCD PVM-2701/03 |  | kos | 1 | 0 | 22 | 0 | 0
155. | UR-39450 | Main digital board for BSM-6301 |  | kos | 1 | 0 | 22 | 0 | 0
156. | UR-4012 | Analog board |  | kos | 1 | 0 | 22 | 0 | 0
157. | UR-4068 | DIGITAL Board for PVM-2701 |  | kos | 1 | 0 | 22 | 0 | 0
158. | X076 | Battery pack VISMO |  | kos | 1 | 0 | 22 | 0 | 0
159. | X075 | Battery pack TR |  | kos | 1 | 0 | 22 | 0 | 0
160. | 0209248 | 2/2 WAY VALVE NON CLOSE |  | kos | 1 | 0 | 22 | 0
161. | 0209246 | SAFETY RING HO-37,A2 |  | kos | 1 | 0 | 22 | 0
162. | 0209760 | EXTERNAL FRESHGAS OUTPUT |  | kos | 1 | 0 | 22 | 0
163. | 0208630 | LOVILEC VODE LEON PLUS ODRASLI |  | kos | 1 | 0 | 22 | 0
164. | 0208766 | OXYGEN MEASUREMENT CELL LEON/LEON PLUS |  | kos | 1 | 0 | 22 | 0
165. | 0208631 | LOVILEC VODE LEON PLUS NEONATALNI |  | kos | 1 | 0 | 22 | 0
166. | 0209120 | FLOWSENSOR LEON PLUS COMPLET |  | kos | 1 | 0 | 22 | 0
167. | 9000065060 | PUMP ASSY |  | kos | 1 | 0 | 22 | 0
168. | 923119 | VALVE SET FO PVM-2701/2703 |  | kos | 1 | 0 | 22 | 0
169. | 6112909675 | N-NIBP-ST RED |  | kos | 1 | 0 | 22 | 0
170. | P225F | SENZOR SP02 ZA VEČKRATNO UPORABO-ŠČIPALKA |  | kos | 1 | 0 | 22 | 0
171. | 622364A | VALVE (ORIFICE: 1 MM IN DIA.) |  | kos | 1 | 0 | 22 | 0
172. | 611394C | VALVE (ORIFICE: 0.5 MM IN DIA.) |  | kos | 1 | 0 | 22 | 0
173. | 6114135418 | VIBRATION DAMPING SPONGE |  | kos | 1 | 0 | 22 | 0
174. | SB-950P | BATTERY PACK G5 |  | kos | 1 | 0 | 22 | 0
175. | SB-970P | BATTERY PACK G7 |  | kos | 1 | 0 | 22 | 0
176. | SB-170P | BATTERY PACK PT |  | kos | 1 | 0 | 22 | 0
177. | 900mr088 | HOLDER ARM FOR ELISA 600+800 |  | kos | 1 | 0 | 22 | 0
178. | 0400944 | Gasket sensoradapter for mixerblock Elisa 800 |  | kos | 1 | 0 | 22 | 0
179. | 101071 | UNIT DISPLAY FOR AIRCON |  | kos | 1 | 0 | 22 | 0
180. | 0400906 | wheel with kick pedal lock for Elisa 600/800 troll |  | kos | 1 | 0 | 22 | 0
181. | de-495472 | star grip |  | kos | 1 | 0 | 22 | 0
182. | 0400075 | MEMBRANE DRIVE BLOCK INSPIRATION |  | kos | 1 | 0 | 22 | 0
183. | 0400069 | DISC DRIVE BLOCK INSPIRATION |  | kos | 1 | 0 | 22 | 0
184. | 0400837 | metal plate elisa 600, elisa 800 |  | kos | 1 | 0 | 22 | 0
185. | 0070103 | filter (5µm) for water separater Air |  | kos | 1 | 0 | 22 | 0
186. | CM-540318 | threaded bolt |  | kos | 1 | 0 | 22 | 0
187. | 0681900 | sensor adapter complete 1 valve tandem sensor |  | kos | 1 | 0 | 22 | 0
188. | 0690093 | connection cable double sensor adapter |  | kos | 1 | 0 | 22 | 0
189. | CE-121802 | Cable for the conection of the left and right ligh |  | kos | 1 | 0 | 22 | 0
190. | CM-540110 | Luminaire corner on the left |  | kos | 1 | 0 | 22 | 0
191. | BE-121160 | PCB left LEDs for light corners |  | kos | 1 | 0 | 22 | 0
192. | CM-540111 | Luminaire corner on the right |  | kos | 1 | 0 | 22 | 0
193. | BE-121159 | PCB right side LEDs for light corners |  | kos | 1 | 0 | 22 | 0
194. | CE-121811 | on / off switch cpl. |  | kos | 1 | 0 | 22 | 0
195. | 0020422 | x-ring 24,99x3,53mm |  | kos | 1 | 0 | 22 | 0
196. | 0400217 | Filter plate 26x3,1 for sonata and Elisa 60 |  | kos | 1 | 0 | 22 | 0
197. | 0661506v01 | Pat. hose connection "flat" angle (22mm cone) whi |  | kos | 1 | 0 | 22 | 0
198. | 0661507 | Pat. hose connection "flat" angle (22mm cone) blu |  | kos | 1 | 0 | 22 | 0
199. | 0020416 | O-Ring ( 8 cm diameter x 1,0 cm wide) |  | kos | 1 | 0 | 22 | 0
200. | 0020427 | O-Ring diameter 23x1,75 for elbow pat |  | kos | 1 | 0 | 22 | 0
201. | 0631801 | turbine filter cassette |  | kos | 1 | 0 | 22 | 0
202. | 0681700 | sensor int. na ex. Strani za Eliso800 |  | kos | 1 | 0 | 22 | 0
203. | 0681800 | sensor 2,5 in 7,5 mb |  | kos | 1 | 0 | 22 | 0
204. | 0662100 | sensor -10-100mb |  | kos | 1 | 0 | 22 | 0
205. | 0662300 | sensor 0-50mb |  | kos | 1 | 0 | 22 | 0
206. | 0661804 | 2/3 ventil, CP-551401 |  | kos | 1 | 0 | 22 | 0
207. | 0661603 | 2/3 ventil, CP-551402 |  | kos | 1 | 0 | 22 | 0
208. | 0661619 | proportional ventil Elisa600 |  | kos | 1 | 0 | 22 | 0
209. | 0661900 | linear actuator expiration |  | kos | 1 | 0 | 22 | 0
210. | 0400819 | transcend micro SDHC card 4GB CL4 for Elisa 800 |  | kos | 1 | 0 | 22 | 0
211. | 0661207 | AC-DC-power supply 150W, 24V |  | kos | 1 | 0 | 22 | 0
212. | 0661121 | control board power supply plug |  | kos | 1 | 0 | 22 | 0
213. | 0661003 | handle left with 15mm cone |  | kos | 1 | 0 | 22 | 0
214. | 6600100 | Dozator kisika enojni direktni, 0-15l/min |  | kos | 1 | 0 | 22 | 0
215. | 5192512 | Adapter- emrekica, konusna, večnivojska fi 6-10mm |  | kos | 1 | 0 | 22 | 0
216. | 0661004 | handle right without cone |  | kos | 1 | 0 | 22 | 0
217. | 0661610 | sealing coupling G1/8" AG NW 2,7 MS |  | kos | 1 | 0 | 22 | 0
218. | 0690100 | power supply cable elisa 600/800 |  | kos | 1 | 0 | 22 | 0
219. | 0209316 | PUSHOUT SL300,TR305 |  | kos | 1 | 0 | 22 | 0
220. | 0060511 | LOCKING NUTS |  | kos | 1 | 0 | 22 | 0
221. | 0661602 | PRESSURE REGULATOR 0,2-8,0 BAR |  | kos | 1 | 0 | 22 | 0
222. | 0400917 | SENSOR ADAPTER COMPLETE 1 VALVE DUAL SENSOR 0-25MB |  | kos | 1 | 0 | 22 | 0
223. | 0400939 | DOUBLE SENSOR ADAPTER |  | kos | 1 | 0 | 22 | 0
224. | 0400936 | counter plate for knurled screw for elisa 600/800 |  | kos | 1 | 0 | 22 | 0
225. | 0661010 | LITHIUM-ION BATTERY ELISA 300-800 |  | kos | 1 | 0 | 22 | 0
226. | 0400891 | PEEP membrane (complete) |  | kos | 1 | 0 | 22 | 0
227. | 900mr290bg | INFUSIONS ROD |  | kos | 1 | 0 | 22 | 0
228. | 0400912 | CABLE FOR ULTRASONIC NEBULIZER |  | kos | 1 | 0 | 22 | 0
229. | 0661510bg | 0400890 PEEP MEMBRANE FOR EXPIRATION VALVE |  | kos | 1 | 0 | 22 | 0
230. | 0691520v01 | 0400884 EXPIRATION VALVE, COMPLETE |  | kos | 1 | 0 | 22 | 0
231. | 0691510v01 | 0400883 INSPIRATION VALVE ,COMPLETE |  | kos | 1 | 0 | 22 | 0
232. | 900mr290bg | INFUZIJSKO STOJALO 900MR290BG |  | kos | 1 | 0 | 22 | 0
233. | 10002173 | 04057107000613 plug nipple screwing M5 for tube 3mm | EKU | kos | 1 | 0 | 22 | 0
234. | 10002084 | 04057107000880 microfilter 25µm | EKU | kos | 1 | 0 | 22 | 0
235. | 10002460 | iNO Dozirna cevka za iNO, silikonska, z nepovratnim ventilom | EKU | kos | 1 | 0 | 22 | 0
236. | 10002061 | 04057107000767 ohišje nosilca lovilca vode NO-A | EKU | kos | 1 | 0 | 22 | 0
237. | 10004247 | Navodila za uporabo SLO | EKU | kos | 1 | 0 | 22 | 0
238. | 10003823 | Polovica ohišja senzorja visokega tlaka NO | EKU | kos | 1 | 0 | 22 | 0
239. | 10002606 | 04057107000842 fastening block NO-A for pump | EKU | kos | 1 | 0 | 22 | 0
240. | 10001703 | 04057107000743 ventilatorček NO-Therapy Unit 40x40 s kablom | EKU | kos | 1 | 0 | 22 | 0
241. | 10000979 | 04057107000934 USB-serial adapter RS232 za Win2000/XP/Vista/Win7 | EKU | kos | 1 | 0 | 22 | 0
242. | 10003294 | 04057107000675 čelna folija NO-A EKU | EKU | kos | 1 | 0 | 22 | 0
243. | 10003954 | Elektirčni varnostni test skladen IEC 60601-1 | EKU | kos | 1 | 0 | 22 | 0
244. | 10002807 | iNO Filter odstranjevalec NO/NO2 za monitor, s cevko | EKU | kos | 1 | 0 | 22 | 0
245. | 0K385 | 04057107000712 NO-A_CPM2 povezovalni kabel interni NO-A V2 external 11-17V <==> | EKU | kos | 1 | 0 | 22 | 0
246. | 10002425 | 04057107000958 retaining foot for click system including mounting material | EKU | kos | 1 | 0 | 22 | 0
247. | 10001317 | 04057107000781 switch-mode napajalnik 12V/40W | EKU | kos | 1 | 0 | 22 | 0
248. | 0K359 | NO-A kabel povezovalni za ventilator | EKU | kos | 1 | 0 | 22 | 0
249. | 0K360 | Priključni kabel za NO-A | EKU | kos | 1 | 0 | 22 | 0
250. | 0K331 | Priključni kabel za NO-A | EKU | kos | 1 | 0 | 22 | 0
251. | 10002097 | 04057107000576 akumulator 12V 2,3AH s kablom za NO-A | EKU | kos | 1 | 0 | 22 | 0
252. | 10002584 | 04057107000606 O2 senzorski block NO-A plinska meritev | EKU | kos | 1 | 0 | 22 | 0
253. | 0K341 | Priključni kabel za PDMS | EKU | kos | 1 | 0 | 22 | 0
254. | 10002574 | 04057107003409 NO-A plastic RAL9002 | EKU | kos | 1 | 0 | 22 | 0
255. | 10003968 | 04057107003065 replacement kit internal flow sensor block | EKU | kos | 1 | 0 | 22 | 0
256. | 0K363 | NO-A Kabel za senzor pretoka | EKU | kos | 1 | 0 | 22 | 0
257. | 10002391 | 04057107000804 circuit board NO-A_FLOW_CON R00 assembled | EKU | kos | 1 | 0 | 22 | 0
258. | 0K330 | 04057107000798 NO-A interni napajalni kabel | EKU | kos | 1 | 0 | 22 | 0
259. | 10003118 | Varnostni tehnična kontrola skladno §11 MPBetreibV za NO-A | EKU | kos | 1 | 0 | 22 | 0
260. | M104 | iNO - Kalibracija aparata za dovajanje in spremljanje iNO terapije | EKU | kos | 1 | 0 | 22 | 0
261. | 10003706 | Funkcionalni test NO-A aparata | EKU | kos | 1 | 0 | 22 | 0
262. | 10003673 | 04057107000927 service kit NO-A without RS/USB cable consisting of inspection equipment N1 to N6 | EKU | kos | 1 | 0 | 22 | 0
263. | 10002373 | 04057107000910 service kit NO-A | EKU | kos | 1 | 0 | 22 | 0
264. | 10002587 | 04057107000620 O2-Sensor privit s kablom za NO-A | EKU | kos | 1 | 0 | 22 | 0
265. | 10002732 | NO-A nosilec za standardno boln.letev | EKU | kos | 1 | 0 | 22 | 0
266. | 10003322 | Dovodna visoko-tlačna cev iz nerjavečega jekla, 1,5m, za iNO | EKU | kos | 1 | 0 | 22 | 0
267. | 10003545 | iNO visokotlačna cev iz nerjavečega jekla 1,0 m, hitra spojka Swagelock | EKU | kos | 1 | 0 | 22 | 0
268. | 10003323 | gas supply tube NO 3m stainless steel | EKU | kos | 1 | 0 | 22 | 0
269. | 10002427 | Senzor pretoka za nizke pretoke | EKU | kos | 1 | 0 | 22 | 0
270. | 10002806 | 04057107000835 črpalka NO vključno s priključki | EKU | kos | 1 | 0 | 22 | 0
271. | 10003878 | 04057107002495 casing NO-A plastic RAL9002 incl. compensating plate | EKU | kos | 1 | 0 | 22 | 0
272. | 10002426 | Senzor pretoka za visoke pretoke | EKU | kos | 1 | 0 | 22 | 0
273. | 10002428 | 04057107000750 Nosilec za lovilec vode NO-A nameščen | EKU | kos | 1 | 0 | 22 | 0
274. | 10003842 | 04057107002389 PCB plošča NO-A BF2 R02 assembled, tested and programmed | EKU | kos | 1 | 0 | 22 | 0
275. | 10002321 | NO-A uporabniški trening za pooblaščene osebe | EKU | kos | 1 | 0 | 22 | 0
276. | 10003694 | Trening NO-A za tehnični pregled & vzdrževanje | EKU | kos | 1 | 0 | 22 | 0
277. | 10002322 | NO-A servisni trening za pooblaščene osebe, nivo 1 | EKU | kos | 1 | 0 | 22 | 0
278. | 10003695 | Trening NO-A servisni, nivo 1, za pooblaščene serviserje | EKU | kos | 1 | 0 | 22 | 0
279. | 10003165 | 04057107000705 PCB plošča NO-A CPM2 R03 assembled and tested | EKU | kos | 1 | 0 | 22 | 0
280. | 10002071 | iNO Tlačni regulator za aparat EKU NO-A | EKU | kos | 1 | 0 | 22 | 0
281. | 10002037 | 04057107000569 (SW: NO-A V1 Vers. 1.4.7 / NO-A V2 Vers. 2.1.5) kit zamenskih senzorjev NO za NO-A | EKU | kos | 1 | 0 | 22 | 0
282. | 10003971 | iNO tlačni reducirni ventil, UNI, Nr. 5, italijanski standard | EKU | kos | 1 | 0 | 22 | 0
283. | 10002457 | 04057107000057 (SW: NO-A V1 Vers. 1.4.7 / NO-A V2 Vers. 2.1.5) vzdrževalni kit NO-A vključuje: zamenjalni kit senzor NO, akumulator 12V 2,3AH, nosile | EKU | kos | 1 | 0 | 22 | 0
284. | 10003196 | KIT za preventivno vzdrževalni servis | EKU | kos | 1 | 0 | 22 | 0
285. | 10003830 | Mobilni voziček z nosilcem do 3 jeklenk | EKU | kos | 1 | 0 | 22 | 0
286. | 10003613 | Mobilni voziček | EKU | kos | 1 | 0 | 22 | 0
287. | 10003789 | maniNO - ročni mešalec za dovajanje iNO, MRI kompatibilen | EKU | kos | 1 | 0 | 22 | 0
288. | 10003683 | 04057107000866 base block NO-A assembled and tested | EKU | kos | 1 | 0 | 22 | 0
289. | 10003929 | 04057107002761 replacement kit gas-conveying system for NO-A and NO-A V2 | EKU | kos | 1 | 0 | 22 | 0
290. | 10003279 | Aparat za dovajanje in spremljanje zdravljenja z inhalacijskim dušikovim oksidom (iNO), model NO-A, EKU Elektronik, Nemčija | EKU | kos | 1 | 0 | 22 | 0
291. | 10003326 | Aparat za dovajanje in spremljanje zdravljenja z inhalacijskim dušikovim oksidom (iNO), model NO-A, EKU Elektronik, Nemčija | EKU | kos | 1 | 0 | 22 | 0
292. | OT/8 | Dozator kisika dvojni 30l, direktni | INTER | kos | 1 | 0 | 22 | 0
293. | BW-50-200 | BabyNest - gnezdo za uporabo na enem bolniku | KANME | kos | 1 | 0 | 22 | 0
294. | BW-50-025 | BW Kanmed BabyNest gnezdo, 64 x 32 cm, večkratno | KANME | kos | 1 | 0 | 22 | 0
295. | BW-50-003 | BW3 Kanmed vodna blazina 4,5l | KANME | kos | 1 | 0 | 22 | 0
296. | BB-106 | BW3 Set za montažo zadaj - infuzijsko stojalo | KANME | kos | 1 | 0 | 22 | 0
297. | BW3-100 | BabyWarmer Tester | KANME | kos | 1 | 0 | 22 | 0
298. | BW3-003 | BW-3 Kanmed grelna podloga - rumena | KANME | kos | 1 | 0 | 22 | 0
299. | BW-50-002 | BW50 Kanmed Grelna podloga za starejši model BW50 | KANME | kos | 1 | 0 | 22 | 0
300. | BW3-020 | BW-3 Kanmed kontrolna enota | KANME | kos | 1 | 0 | 22 | 0
301. | BW3020-2 | Kanmed Babywarmer BW 3 Komplet | KANME | kos | 1 | 0 | 22 | 0
302. | BW3-001 | BabyWarmer BW3 - toplo vodno gnezdo Kanmed | KANME | kos | 1 | 0 | 22 | 0
303. | BB100 | Kanmed BabyBed BB100 posteljica za novorojence | KANME | kos | 1 | 0 | 22 | 0
304. | BB102 | Kanmed BabyBed BB102 s kovinski DIN vodili | KANME | kos | 1 | 0 | 22 | 0
305. | RP61P01 | TIE,kabel,NYLON,4.0" | MAXTE | kos | 1 | 0 | 22 | 0
306. | RP06P25 | SCREW,PHILLIPS NYLOC 4-40 X1/2" PAN ZINC | MAXTE | kos | 1 | 0 | 22 | 0
307. | RP06P29 | SCREW, #4-40 1.5" ZINC PAN HEAD | MAXTE | kos | 1 | 0 | 22 | 0
308. | R211P09-002 | FILTER, MAX-VENTURI CHAMBER | MAXTE | kos | 1 | 0 | 22 | 0
309. | RP06P30 | SCREW, #10-32 X 1.25 SS SOCKET HEAD CAP | MAXTE | kos | 1 | 0 | 22 | 0
310. | RP57P48 | PIN, CRIMP MAX02+ | MAXTE | kos | 1 | 0 | 22 | 0
311. | RP06P30-001 | SCREW, #10-32 X 2.5 SOCKET HEAD SS | MAXTE | kos | 1 | 0 | 22 | 0
312. | RP06P31 | SCREW, #10-32 X .5" ZINC PLATED PAN-HEAD | MAXTE | kos | 1 | 0 | 22 | 0
313. | RP59P06 | CLIP,BATTERY,OM-25MA | MAXTE | kos | 1 | 0 | 22 | 0
314. | RP57P49 | CONNECTOR, MALE 2-PIN MOLEX | MAXTE | kos | 1 | 0 | 22 | 0
315. | R217P13 | TERMINAL, POSITIVE BATTERY | MAXTE | kos | 1 | 0 | 22 | 0
316. | RP14P72 | BOX, FLOCAP DISPENSER | MAXTE | kos | 1 | 0 | 22 | 0
317. | R217P14 | TERMINAL, NEGATIVE BATTERY | MAXTE | kos | 1 | 0 | 22 | 0
318. | R100P92-002 | TUBING, PVC, CLEAR, 3/8" OD 18" LONG | MAXTE | kos | 1 | 0 | 22 | 0
319. | R110P01 | DIVERTER, MACHINED WITH O-RING | MAXTE | kos | 1 | 0 | 22 | 0
320. | RP34P02 | FILTER, MAX-VENTURI | MAXTE | kos | 1 | 0 | 22 | 0
321. | RP56P02-009 | O-RING, EPDM .208 ID X .348 OD A70 DURO. | MAXTE | kos | 1 | 0 | 22 | 0
322. | RP56P02-017 | O-RING, EPDM .676 ID X .816 OD A70 DURO | MAXTE | kos | 1 | 0 | 22 | 0
323. | RP56P02-018 | O-RING, EPDM .739 ID X .879 OD A70 DURO | MAXTE | kos | 1 | 0 | 22 | 0
324. | RP56P04-504 | O-RING, NITRILE, 70 DURO .426 ID .070 CS | MAXTE | kos | 1 | 0 | 22 | 0
325. | RP56P07 | O-RING,NITRILE,.551"IDX.07"CS,70 DURO | MAXTE | kos | 1 | 0 | 22 | 0
326. | RP56P02-020 | O-RING, EPDM .864 ID X 1.004 OD A70 DURO | MAXTE | kos | 1 | 0 | 22 | 0
327. | R103P02 | INSERT, NYLON SCREW nosilec | MAXTE | kos | 1 | 0 | 22 | 0
328. | R212P38 | priključek,Cev-BARB,OM-25A 1/4" X 1/8" NPT | MAXTE | kos | 1 | 0 | 22 | 0
329. | R217P12 | STRAP, BATTERY MAXO2+ TERMINAL | MAXTE | kos | 1 | 0 | 22 | 0
330. | RP33P23 | T-ADAPTER, 22 OD X 18 ID X 22 ID HUDSON | MAXTE | kos | 1 | 0 | 22 | 0
331. | RP56P02-901 | O-RING. .185 ID X 3/32 OD EPDM A70 DURO | MAXTE | kos | 1 | 0 | 22 | 0
332. | RP56P02-903 | O-RING, .301 ID X 3/16 OD EPDM A70 DURO | MAXTE | kos | 1 | 0 | 22 | 0
333. | RP56P02-006 | O-RING, BUNA-N 006 EPDM A70 DURO | MAXTE | kos | 1 | 0 | 22 | 0
334. | R106P01-005 | ADAPTER, CONCENTRATOR MOLDED | MAXTE | kos | 1 | 0 | 22 | 0
335. | R105P02-005 | SLEEVE, IV POLE MOLDED | MAXTE | kos | 1 | 0 | 22 | 0
336. | RP57P47 | CONNECTOR, 3.5mm COAX RECEPTICAL | MAXTE | kos | 1 | 0 | 22 | 0
337. | R211P09-001 | FILTER, PE POROUS O2 INLET | MAXTE | kos | 1 | 0 | 22 | 0
338. | R300P01 | EyeMax2 Regular očala za fototerapijo - Modra - 32-38cm | MAXTE | kos | 1 | 0 | 22 | 0
339. | R300P02 | EyeMax2 Preemie očala za fototerapijo - oranžna - 26-32cm | MAXTE | kos | 1 | 0 | 22 | 0
340. | R300P03 | EyeMax2 Micro očala za fototerapijo - Zelena - 20-26cm | MAXTE | kos | 1 | 0 | 22 | 0
341. | R217P08 | GASKET, MAXO2+ OVAL | MAXTE | kos | 1 | 0 | 22 | 0
342. | R400P14-003 | TUBING, CPAP 72 INCH | MAXTE | kos | 1 | 0 | 22 | 0
343. | RP31P05 | GROMMET, kabel STRAIN RELIEF | MAXTE | kos | 1 | 0 | 22 | 0
344. | RP76P06 | LANYARD, BLACK | MAXTE | kos | 1 | 0 | 22 | 0
345. | R400P14 | TUBING, CPAP 12 INCH | MAXTE | kos | 1 | 0 | 22 | 0
346. | R400P14-002 | TUBING, CPAP 24 INCH | MAXTE | kos | 1 | 0 | 22 | 0
347. | RP77P03 | CASE, MD-300-C5 OXIMETER | MAXTE | kos | 1 | 0 | 22 | 0
348. | R400P14-001 | TUBING, CPAP 18 INCH | MAXTE | kos | 1 | 0 | 22 | 0
349. | R100P45 | KEY, LOCKING POLE CLAMP | MAXTE | kos | 1 | 0 | 22 | 0
350. | R217P05 | LCD, CUSTOM DISPLAY, MAXO2+ | MAXTE | kos | 1 | 0 | 22 | 0
351. | RP11P05 | priključek, 1/8" NPT HEX NIPPLE | MAXTE | kos | 1 | 0 | 22 | 0
352. | R217P06-001 | CASE, MAX02+ TOP COOL GREY | MAXTE | kos | 1 | 0 | 22 | 0
353. | RP15P06-001 | CAP, MAXVENTURI PRINTED CONTROL KNOB | MAXTE | kos | 1 | 0 | 22 | 0
354. | R217P07-001 | CASE, MAXO2+ BOTTOM COOL GREY | MAXTE | kos | 1 | 0 | 22 | 0
355. | R218P09 | COVER, HANDI+ BLUE | MAXTE | kos | 1 | 0 | 22 | 0
356. | R211P11 | SUB-Sklop, BATTERY CLIP MAX-VENTURI | MAXTE | kos | 1 | 0 | 22 | 0
357. | RP15P05 | KNOB, VENTURI CONTROL | MAXTE | kos | 1 | 0 | 22 | 0
358. | R500P23 | FLOCAP, SINGLE PACK | MAXTE | kos | 1 | 0 | 22 | 0
359. | R211P16-005 | CASE, PCB MAX-VENTURI, MOLDED | MAXTE | kos | 1 | 0 | 22 | 0
360. | R110P10 | priključek, FLOW DIVERTER | MAXTE | kos | 1 | 0 | 22 | 0
361. | R110P10-001 | priključek, FLOW DIVERTER MOLDED | MAXTE | kos | 1 | 0 | 22 | 0
362. | R207P17 | Sklop, HANDI BARBED ADAPTER vključno zTUBING | MAXTE | kos | 1 | 0 | 22 | 0
363. | RP16P02 | TEE ADAPTER, BLUE | MAXTE | kos | 1 | 0 | 22 | 0
364. | RP16P05 | TEE,PEDIATRIC,15MM ODX 15MM IDX 15MM ID | MAXTE | kos | 1 | 0 | 22 | 0
365. | RP33P42-003 | DEFLECTOR, FLOW GRAY 18mm | MAXTE | kos | 1 | 0 | 22 | 0
366. | R400P14-004 | TUBING, CPAP 96 INCH | MAXTE | kos | 1 | 0 | 22 | 0
367. | R219P01 | SCREW, CUSTOM CAP 3/8 HEX KEY | MAXTE | kos | 1 | 0 | 22 | 0
368. | R221P15 | BOOT, ULTRASONIC analizator | MAXTE | kos | 1 | 0 | 22 | 0
369. | RP40P02 | CASTER, 3" STEEL 3/8"-16 THREADED STEM | MAXTE | kos | 1 | 0 | 22 | 0
370. | RP16P12 | ADAPTER, BLUE TEE, LONG NECK | MAXTE | kos | 1 | 0 | 22 | 0
371. | R217M40 | MANUAL, MAXO2+ A/AE MEDICAL | MAXTE | kos | 1 | 0 | 22 | 0
372. | R400P16-001 | CANNULA, IN-LINE FIRE SAFE vključno z2" TUBING | MAXTE | kos | 1 | 0 | 22 | 0
373. | R101P01 | M16 FLOW THRU HEAD | MAXTE | kos | 1 | 0 | 22 | 0
374. | RP40P02-001 | CASTER, 3" STEEL 3/8"-16 THREAD LOCKING | MAXTE | kos | 1 | 0 | 22 | 0
375. | RP84P05 | CLAM SHELL, GRAB-N-GO | MAXTE | kos | 1 | 0 | 22 | 0
376. | R211P05 | ORIFICE, BODY MAX-VENTURI | MAXTE | kos | 1 | 0 | 22 | 0
377. | R400P14-005 | TUBING, CPAP 120 INCH | MAXTE | kos | 1 | 0 | 22 | 0
378. | R106P15 | ADAPTER, SLIP WITH TUBING | MAXTE | kos | 1 | 0 | 22 | 0
379. | R211P14 | OVERLAY, MAX-VENTURI | MAXTE | kos | 1 | 0 | 22 | 0
380. | RP12P39 | CONNECTOR, HANDTIGHT O2 THREADED DIS | MAXTE | kos | 1 | 0 | 22 | 0
381. | R103P96 | ADAPTER, DRAGER DOME | MAXTE | kos | 1 | 0 | 22 | 0
382. | RP12P18 | MALE, 1/8' NPT PURITAN QUICK CONNECT | MAXTE | kos | 1 | 0 | 22 | 0
383. | R900P01 | Delo montaže dozatorjev pretoka | MAXTE | kos | 1 | 0 | 22 | 0
384. | R105P12 | ACCESSORY, IV POLE J-HOOK | MAXTE | kos | 1 | 0 | 22 | 0
385. | R211P08 | CONIC, MALE, MAX-VENTURI | MAXTE | kos | 1 | 0 | 22 | 0
386. | R217P23 | MAXO2+ Dovetail Sklop | MAXTE | kos | 1 | 0 | 22 | 0
387. | RP40P01-002 | CASTERS,3" CHROME STEEL 8mm THREADED STE | MAXTE | kos | 1 | 0 | 22 | 0
388. | R100P38 | Sklop,HAND SCREW 3/8"-24 X 2" | MAXTE | kos | 1 | 0 | 22 | 0
389. | R103P07 | ADAPTER, Dozator pretoka POWER TAKE-OFF | MAXTE | kos | 1 | 0 | 22 | 0
390. | R211M01 | MANUAL, MAXVENTURI TECHNICAL SERVICE | MAXTE | kos | 1 | 0 | 22 | 0
391. | R211P05-001 | ORIFICE, MAXVENTURI | MAXTE | kos | 1 | 0 | 22 | 0
392. | R211P06 | TUBE, MAX-VENTURI DIFFUSER | MAXTE | kos | 1 | 0 | 22 | 0
393. | R211P07 | CONIC, FEMALE MAX-VENTURI | MAXTE | kos | 1 | 0 | 22 | 0
394. | R211P33 | TOOL, FLOW INSPECTION | MAXTE | kos | 1 | 0 | 22 | 0
395. | RP11P06 | priključek, 1/8" NPT DISS Mešalec BUDDY | MAXTE | kos | 1 | 0 | 22 | 0
396. | RP40P01 | CASTER, 3" CHROMED STEEL GRIPPER STEM | MAXTE | kos | 1 | 0 | 22 | 0
397. | R100P57 | nosilec, AEROGEN | MAXTE | kos | 1 | 0 | 22 | 0
398. | R211P25 | REPAIR KIT, MAXVENTURI MALE CONIC | MAXTE | kos | 1 | 0 | 22 | 0
399. | R217P22 | Sklop, MAXO2+ BELT CLIP AND BUTTON | MAXTE | kos | 1 | 0 | 22 | 0
400. | R217P32 | CASE, MAXO2+ SOFT TIGHT FIT CARRYING | MAXTE | kos | 1 | 0 | 22 | 0
401. | R218M12 | MANUAL, HANDI+ MEDICAL | MAXTE | kos | 1 | 0 | 22 | 0
402. | RP40P01-003 | CASTER,3" CHROME STEEL 8mm THREAD LOCK S | MAXTE | kos | 1 | 0 | 22 | 0
403. | R400P08-001 | TUBING, O2 DELIVERY 7' 50/PK | MAXTE | kos | 1 | 0 | 22 | 0
404. | R211P25-001 | REPAIR KIT, MAXVENTURI FEMALE CONIC | MAXTE | kos | 1 | 0 | 22 | 0
405. | RP11P20 | priključek,1/ 8" NPT DISS FEMALE 90 DEGREE | MAXTE | kos | 1 | 0 | 22 | 0
406. | RP40P01-001 | CASTERS,3" CHROME STEEL GRIPPER LOCK STE | MAXTE | kos | 1 | 0 | 22 | 0
407. | R219P02 | SCREW, CUSTOM NIPPLE BOLT 3/16 HEX KEY | MAXTE | kos | 1 | 0 | 22 | 0
408. | R100P60 | nosilec, TRIPP-LITE POWER STRIP | MAXTE | kos | 1 | 0 | 22 | 0
409. | R211P32 | KIT, MAXVENTURI LEAK TEST | MAXTE | kos | 1 | 0 | 22 | 0
410. | R103P90 | Sklop,KIT,TEE & ADAPTER Cev CONNECTO | MAXTE | kos | 1 | 0 | 22 | 0
411. | RP16P10 | TEE, O2 senzor ACTIVATOR SYSTEM | MAXTE | kos | 1 | 0 | 22 | 0
412. | R400P02-002 | CANNULA, ADULT WITH 4' TUBING 50/PK | MAXTE | kos | 1 | 0 | 22 | 0
413. | R400P02-003 | CANNULA, ADULT WITHOUT TUBING 50/PK | MAXTE | kos | 1 | 0 | 22 | 0
414. | R505P05 | TIES, TECOTHERM FELT 20/PACK | MAXTE | kos | 1 | 0 | 22 | 0
415. | R400P02 | CANNULA, ADULT WITH 7' TUBING 50/PK | MAXTE | kos | 1 | 0 | 22 | 0
416. | R400P02-001 | CANNULA, ADULT 7' TUBING UNIV.CONN.50/PK | MAXTE | kos | 1 | 0 | 22 | 0
417. | R100P37 | BASE, WALL MOUNT nosilec | MAXTE | kos | 1 | 0 | 22 | 0
418. | R102P15 | ADAPTER, RIGHT ANGLE DISS Dozator pretoka-krajsi | MAXTE | kos | 1 | 0 | 22 | 0
419. | R217P09-001 | OVERLAY, MAX02+ MEDICAL MYLAR FILM | MAXTE | kos | 1 | 0 | 22 | 0
420. | R300P06 | SUPERDOME, NICU 10 PACK | MAXTE | kos | 1 | 0 | 22 | 0
421. | R300P15 | ADAPTER, HUMIDIFIER MICRODIAL | MAXTE | kos | 1 | 0 | 22 | 0
422. | R219P31 | Sklop,3-in1 ADAPTER 1/PACK (nizki pretoki) | MAXTE | kos | 1 | 0 | 22 | 0
423. | R219P32 | Sklop,2 IN 1 ADAPTER 1/PACK visoki pretoki | MAXTE | kos | 1 | 0 | 22 | 0
424. | R300P06-001 | SUPERDOME, NICU STARTER KIT (10 PACK) | MAXTE | kos | 1 | 0 | 22 | 0
425. | R105P08 | ACCESSORY,IV POLE HEIGHT ADJUSTMENT KNOB | MAXTE | kos | 1 | 0 | 22 | 0
426. | R106P01-002 | ADAPTER, BARBED BRASS NICKEL PLATED | MAXTE | kos | 1 | 0 | 22 | 0
427. | R207P17-001 | Sklop, BARBED BRASS ADAPTER | MAXTE | kos | 1 | 0 | 22 | 0
428. | R211P38 | MUFFLER, VENTURI | MAXTE | kos | 1 | 0 | 22 | 0
429. | R212P86 | kabel,Sklop,WITH POWER PLUG,OM-25MA | MAXTE | kos | 1 | 0 | 22 | 0
430. | R212P86-001 | kabel, POWER PLUG,OM-25, AMP CONNECTOR | MAXTE | kos | 1 | 0 | 22 | 0
431. | R212P86-004 | kabel Sklop, vključno zPOWER PLUG MAX-VENTURI | MAXTE | kos | 1 | 0 | 22 | 0
432. | R211P22 | priključek, NIST TO 1/8" NPT (VENTURI) | MAXTE | kos | 1 | 0 | 22 | 0
433. | R300P12 | HEAVY WEIGHTS, SUPERDOME 2 SET/ PACK | MAXTE | kos | 1 | 0 | 22 | 0
434. | R400P42 | SUPPLY LINE, O2 3 FT. 25/PACK | MAXTE | kos | 1 | 0 | 22 | 0
435. | R500P15 | NUT, SMARTLUNG TENSION | MAXTE | kos | 1 | 0 | 22 | 0
436. | R205P86 | WALL MOUNT, analizator | MAXTE | kos | 1 | 0 | 22 | 0
437. | R400P03-001 | CANNULA, ADULT visoki pretoki 4' TUBING 25/PK | MAXTE | kos | 1 | 0 | 22 | 0
438. | R100P05 | DIAPHRAM, EXHALATION VALVE, MAX02VENT | MAXTE | kos | 1 | 0 | 22 | 0
439. | R217P11-001 | SUB-Sklop, MAX02+ BOTTOM CASE YELLOW | MAXTE | kos | 1 | 0 | 22 | 0
440. | RP15P09 | MEŠALEC - VENTIL, VISOK PRETOK | MAXTE | kos | 1 | 0 | 22 | 0
441. | R100P71 | PLATE, CPAP IV POLE | MAXTE | kos | 1 | 0 | 22 | 0
442. | R121P36 | Sklop, SPO2 LINGUAL CLIP | MAXTE | kos | 1 | 0 | 22 | 0
443. | RP34P03-005 | Dozator pretoka, 0-8 LPM | MAXTE | kos | 1 | 0 | 22 | 0
444. | R211P15 | SUB-Sklop, O2 ON/OFF VALVE | MAXTE | kos | 1 | 0 | 22 | 0
445. | R124P36 | ACCESSORY, FINGER MESH COVER 10/PACK | MAXTE | kos | 1 | 0 | 22 | 0
446. | R500P16 | MANUAL, SMARTLUNG | MAXTE | kos | 1 | 0 | 22 | 0
447. | R400P09 | WRENCH, CANNULA 25/PK | MAXTE | kos | 1 | 0 | 22 | 0
448. | R300P07 | SUPERDOME, SINGLE PACK | MAXTE | kos | 1 | 0 | 22 | 0
449. | R105P15 | ACCESSORY, IV POLE ORGAINZER 10/PACK | MAXTE | kos | 1 | 0 | 22 | 0
450. | R217P11-002 | SUB-Sklop, MAXO2+ BOTTOM CASE COOL GREY | MAXTE | kos | 1 | 0 | 22 | 0
451. | RP16P04 | DOME,INSPIRED/EXPIRED VALVE,DRAGER | MAXTE | kos | 1 | 0 | 22 | 0
452. | RP34P03-105 | Dozator pretoka, 0-8 LPM WHITE | MAXTE | kos | 1 | 0 | 22 | 0
453. | R100P20-002 | POLE CLAMP, MAX-VENTURI | MAXTE | kos | 1 | 0 | 22 | 0
454. | R400P08-002 | TUBING, O2 DELIVERY 15' 50/PK | MAXTE | kos | 1 | 0 | 22 | 0
455. | R400P08-003 | TUBING, O2 DELIVERY 25' 25/PK | MAXTE | kos | 1 | 0 | 22 | 0
456. | R213P36 | SUB-Sklop, Mešalec KIT nosilec | MAXTE | kos | 1 | 0 | 22 | 0
457. | RP34P101 | Dozator pretoka 0-15 l/min | MAXTE | kos | 1 | 0 | 22 | 0
458. | R218P18 | Sklop, TIRE CHUCK | MAXTE | kos | 1 | 0 | 22 | 0
459. | R300P10 | DRAPE, NICU SUPERDOME 10 PACK | MAXTE | kos | 1 | 0 | 22 | 0
460. | R300P11 | DEFLECTORS, NICU SUPERDOME 10-PACK | MAXTE | kos | 1 | 0 | 22 | 0
461. | R212P10 | LCD,OM-25 SERIES | MAXTE | kos | 1 | 0 | 22 | 0
462. | R213M66 | TECHNICAL SERVICE MANUAL, OM25 SERIES | MAXTE | kos | 1 | 0 | 22 | 0
463. | RP34P03-001 | Dozator pretoka, 0-15 LPM | MAXTE | kos | 1 | 0 | 22 | 0
464. | RP34P03-101 | Dozator pretoka, 0-15 LPM WHITE | MAXTE | kos | 1 | 0 | 22 | 0
465. | R211P30-003 | REPLACEMENT KIT, MAXVENTURI kabel | MAXTE | kos | 1 | 0 | 22 | 0
466. | R212P04 | kabel, senzor O2 MONITOR | MAXTE | kos | 1 | 0 | 22 | 0
467. | R105P16 | SMARTHOOK, SMARTSTACK | MAXTE | kos | 1 | 0 | 22 | 0
468. | R219P09 | MANIFOLD, Dozator pretoka Mešalec WITH BLEED | MAXTE | kos | 1 | 0 | 22 | 0
469. | R219P04 | ADAPTOR B, Mešalec MANIFOLD STEP CUT-OUT | MAXTE | kos | 1 | 0 | 22 | 0
470. | R219P33 | KIT, nizki pretoki VALVE REPLACEMENT | MAXTE | kos | 1 | 0 | 22 | 0
471. | R200P03 | Sklop, nosilec HOOK | MAXTE | kos | 1 | 0 | 22 | 0
472. | R219P08 | ADAPTER E, PRECISION MED. Mešalec BUDDY | MAXTE | kos | 1 | 0 | 22 | 0
473. | RP99P17 | MUFFLER, MAXBLEND FOAM 03319D (10 PACK) | MAXTE | kos | 1 | 0 | 22 | 0
474. | R211P30-001 | REPLACEMENT KIT,FLOW VALVE AND KNOB (LOW | MAXTE | kos | 1 | 0 | 22 | 0
475. | R219P50 | ADAPTER, MUFFLED 2-in-1 | MAXTE | kos | 1 | 0 | 22 | 0
476. | R505P15 | LOOP, TECOTHERM REUSABLE CLEANING | MAXTE | kos | 1 | 0 | 22 | 0
477. | R124P34 | ACCESSORY, WRIST BAND (5/PK) | MAXTE | kos | 1 | 0 | 22 | 0
478. | R400P07-001 | CANNULA, ADULT DEMAND 4' TUBING 25/PK | MAXTE | kos | 1 | 0 | 22 | 0
479. | R211P30-002 | REPLACEMENT KIT,O2 VALVE & KNOB (MID | MAXTE | kos | 1 | 0 | 22 | 0
480. | R400P13 | NEBULIZER KIT, 50/PK | MAXTE | kos | 1 | 0 | 22 | 0
481. | R400P07-002 | CANNULA, ADULT DEMAND 5' TUBING 25/PK | MAXTE | kos | 1 | 0 | 22 | 0
482. | R217P18 | Sklop, CONCENTRATOR Dozator pretoka | MAXTE | kos | 1 | 0 | 22 | 0
483. | RP05P07 | nosilec, WALL MOUNT, Mešalec | MAXTE | kos | 1 | 0 | 22 | 0
484. | R230P10 | POWER SUPPLY, MAXBLEND2/MAXO2ME | MAXTE | kos | 1 | 0 | 22 | 0
485. | R400P03 | CANNULA, ADULT visoki pretoki 7' TUBING 50/PK | MAXTE | kos | 1 | 0 | 22 | 0
486. | R400P04 | CANNULA, PEDIATRIC WITH 7' TUBING 50/PK | MAXTE | kos | 1 | 0 | 22 | 0
487. | R400P07-003 | CANNULA, ADULT DEMAND 7' TUBING 25/PK | MAXTE | kos | 1 | 0 | 22 | 0
488. | RP11P76-002 | priključek,INLET,DOMESTIC,O2,Mešalec | MAXTE | kos | 1 | 0 | 22 | 0
489. | R219P33-003 | KIT, MAXFLO2 visoki pretoki PM kit za preventivno vzdrževanje | MAXTE | kos | 1 | 0 | 22 | 0
490. | R219P33-003S | KIT MAXFLO2 visoki pretoki, PM kit za preventivno vzdrževanje | MAXTE | kos | 1 | 0 | 22 | 0
491. | R304P01 | Sklop, 0-15 Dozator pretoka vključno zPURITAN QUICK CON | MAXTE | kos | 1 | 0 | 22 | 0
492. | R124P11 | POWER SUPPLY, MY SIGN S MINI USB MINI | MAXTE | kos | 1 | 0 | 22 | 0
493. | RP15P08 | VALVE, MID FLOW | MAXTE | kos | 1 | 0 | 22 | 0
494. | RP34P03-009 | Dozator pretoka, 0-5 LPM | MAXTE | kos | 1 | 0 | 22 | 0
495. | RP34P03-109 | Dozator pretoka, 0-5 LPM WHITE | MAXTE | kos | 1 | 0 | 22 | 0
496. | R206P75 | nosilec, POLE MOUNT, analizator | MAXTE | kos | 1 | 0 | 22 | 0
497. | R206P76 | nosilec, POLE MOUNT, HORIZONTAL,analizator | MAXTE | kos | 1 | 0 | 22 | 0
498. | R217P24 | kabel, COILED MAXO2+ Sklop | MAXTE | kos | 1 | 0 | 22 | 0
499. | R306P01 | Sklop,0-15 LPM Dozator pretoka vključno zDISS HAND TIGH | MAXTE | kos | 1 | 0 | 22 | 0
500. | R123P11 | POWER ADAPTER, OXIMETER | MAXTE | kos | 1 | 0 | 22 | 0
501. | R100P27 | IV POLE CLAMP, PALCO | MAXTE | kos | 1 | 0 | 22 | 0
502. | R100P44 | nosilec, POLE MOUNT HUMIDIFIER | MAXTE | kos | 1 | 0 | 22 | 0
503. | R105P17 | Sklop, IV POLE BASKET, 1" DIAMETER | MAXTE | kos | 1 | 0 | 22 | 0
504. | R108P50 | senzor, MAX-401T INDUSTRIAL (A-01T) | MAXTE | kos | 1 | 0 | 22 | 0
505. | R108P51 | senzor, MAX-402T INDUSTRIAL (A-02T) | MAXTE | kos | 1 | 0 | 22 | 0
506. | R123P22-001 | SP02 PROBE, ADULT REUSABLE senzor | MAXTE | kos | 1 | 0 | 22 | 0
507. | R123P22-002 | SP02 PROBE, PEDIATRIC REUSABLE senzor | MAXTE | kos | 1 | 0 | 22 | 0
508. | R123P22-003 | SP02 PROBE, NEONATAL REUSABLE senzor | MAXTE | kos | 1 | 0 | 22 | 0
509. | R123P23-001 | SP02 PROBE, ADULT REUSABLE SOFT senzor | MAXTE | kos | 1 | 0 | 22 | 0
510. | R123P23-002 | SP02 PROBE, PEDIATRIC REUSABLE SOFT SEN | MAXTE | kos | 1 | 0 | 22 | 0
511. | R123P24 | SP02 EAR CLIP, REUSABLE senzor | MAXTE | kos | 1 | 0 | 22 | 0
512. | R123P25 | SP02 kabel, EXTENSION (9 PIN TO 9 PIN) | MAXTE | kos | 1 | 0 | 22 | 0
513. | R100P26 | Micromax nosilec za IV stojalo (ni vključen z aparatom) | MAXTE | kos | 1 | 0 | 22 | 0
514. | R302P01 | Sklop,0-15LPM Dozator pretoka vključno zOHMEDA QUICK CT | MAXTE | kos | 1 | 0 | 22 | 0
515. | R303P01 | Sklop, 0-15 LPM Dozator pretoka vključno zCHEMTRON QC | MAXTE | kos | 1 | 0 | 22 | 0
516. | R305P01 | Sklop, 0-15 Dozator pretoka vključno zSCHRADER QC | MAXTE | kos | 1 | 0 | 22 | 0
517. | R129P60 | Cev, 6' STRAIGHT O2 OHMEDA CONNECT | MAXTE | kos | 1 | 0 | 22 | 0
518. | R400P12 | START-UP KIT, CANNULA 20/PK | MAXTE | kos | 1 | 0 | 22 | 0
519. | R219P21 | Sklop, senzor MANIFOLD | MAXTE | kos | 1 | 0 | 22 | 0
520. | R100P64 | Sklop, AEROGEN POLE CLAMP | MAXTE | kos | 1 | 0 | 22 | 0
521. | R102P10 | nosilec, OSCILLATOR | MAXTE | kos | 1 | 0 | 22 | 0
522. | R123P13 | KEY RING,ASSORTED SPO2 SOFT TIP PIGTAILS | MAXTE | kos | 1 | 0 | 22 | 0
523. | R204P23 | OXIMETER, FINGER TIP PULSE MD-300-C2 | MAXTE | kos | 1 | 0 | 22 | 0
524. | RP34P03-002 | Dozator pretoka, 0-3.5 LPM | MAXTE | kos | 1 | 0 | 22 | 0
525. | RP99P20 | KNOB, MAXBLEND CONTROL | MAXTE | kos | 1 | 0 | 22 | 0
526. | R500P17 | SCREW, SMARTLUNG LEAKAGE | MAXTE | kos | 1 | 0 | 22 | 0
527. | R121P07 | kabel, SPO2 ADAPT/EXT X-4212 NELLCOR | MAXTE | kos | 1 | 0 | 22 | 0
528. | R121P08 | kabel, SPO2 ADAPT/EXT X-4212-1 NELLCOR | MAXTE | kos | 1 | 0 | 22 | 0
529. | R121P09 | kabel, SPO2 ADAPT/EXT X-4222 BCI | MAXTE | kos | 1 | 0 | 22 | 0
530. | R124P72 | kabel, UA PULSOX | MAXTE | kos | 1 | 0 | 22 | 0
531. | RP34P03-102 | Dozator pretoka, 0-3.5 LPM WHITE | MAXTE | kos | 1 | 0 | 22 | 0
532. | 504566 | Analogni alarm mankajočega plina - piščalka | MAXTE | kos | 1 | 0 | 22 | 0
533. | R129P82 | Cev, 15 FT WHITE O2 DISS F STRAIGHT | MAXTE | kos | 1 | 0 | 22 | 0
534. | R130P05 | Cev, 6 FT WHITE O2 DISS CHECK | MAXTE | kos | 1 | 0 | 22 | 0
535. | R400P05 | CANNULA, INFANT WITH 7' TUBING 50/PK | MAXTE | kos | 1 | 0 | 22 | 0
536. | R100P68 | Sklop, AEROGEN RAIL MOUNT nosilec | MAXTE | kos | 1 | 0 | 22 | 0
537. | R105P17-001 | BASKET IV POLE vključno z MODIFIED nosilec 1.75" | MAXTE | kos | 1 | 0 | 22 | 0
538. | R123P26 | SP02 Y-PROBE VET CARE REUSABLE senzor | MAXTE | kos | 1 | 0 | 22 | 0
539. | T111P10 | senzor, TEC-111AV (V-11AV) | MAXTE | kos | 1 | 0 | 22 | 0
540. | RP34P03-008 | Dozator pretoka, 2-26 LPM | MAXTE | kos | 1 | 0 | 22 | 0
541. | RP34P03-108 | Dozator pretoka, 2-26 LPM WHITE | MAXTE | kos | 1 | 0 | 22 | 0
542. | R304P09 | Sklop, 0-5 LPM Dozator pretoka vključno zPURITAN QC | MAXTE | kos | 1 | 0 | 22 | 0
543. | R127P35 | COILED Cev, MAX-15O2 HEX NUT/HAND TIGHT | MAXTE | kos | 1 | 0 | 22 | 0
544. | R306P07 | Sklop, 0-5 LPM Dozator pretoka vključno zDISS HAND TIGH | MAXTE | kos | 1 | 0 | 22 | 0
545. | RP34P03-006 | Dozator pretoka, 0-70 LPM | MAXTE | kos | 1 | 0 | 22 | 0
546. | R100P10 | MaxO2 nosilec za boln. letev | MAXTE | kos | 1 | 0 | 22 | 0
547. | R123P28 | ACCESSORY, M800 LIT. BATTERY AND CRADLE | MAXTE | kos | 1 | 0 | 22 | 0
548. | R100P41 | nosilec, LOCKING POLE CLAMP | MAXTE | kos | 1 | 0 | 22 | 0
549. | R130P03 | Cev, 10 FT WHITE O2 DISS CHECK | MAXTE | kos | 1 | 0 | 22 | 0
550. | R400P06 | CANNULA, NEONATE WITH 7' TUBING 50/PK | MAXTE | kos | 1 | 0 | 22 | 0
551. | R109P53 | senzor, MAX-12C O2 | MAXTE | kos | 1 | 0 | 22 | 0
552. | R127P39 | COILED Cev, 15' O2 PURITAN CONNECT | MAXTE | kos | 1 | 0 | 22 | 0
553. | R204P27 | OXIMETER, FINGERTIP MD-300-C63 | MAXTE | kos | 1 | 0 | 22 | 0
554. | R400P41 | nosilec, V-6 POLE MOUNT | MAXTE | kos | 1 | 0 | 22 | 0
555. | R128P34 | COILED Cev, MAX-15A HEX NUT/HAND TIGHT | MAXTE | kos | 1 | 0 | 22 | 0
556. | R121P05 | kabel, SPO2 ADAPT/EXT X-4012-1 NONIN | MAXTE | kos | 1 | 0 | 22 | 0
557. | R304P02 | Sklop, 0-3.5 LPM Dozator pretoka vključno zPURITAN QC | MAXTE | kos | 1 | 0 | 22 | 0
558. | R116P11 | Sklop, MAX-27 O2 senzor | MAXTE | kos | 1 | 0 | 22 | 0
559. | R127P38 | COILED Cev, 15' O2 CHEMETRON CONN | MAXTE | kos | 1 | 0 | 22 | 0
560. | R206P01 | POLE CLAMP, 1" DIAMETER | MAXTE | kos | 1 | 0 | 22 | 0
561. | T111P05 | senzor, TEC-111A (V-11A) | MAXTE | kos | 1 | 0 | 22 | 0
562. | T155P01 | senzor, TEC-505-1 (V-505-1) | MAXTE | kos | 1 | 0 | 22 | 0
563. | T155P10 | senzor, TEC-505-1AS (V-505-1AS) | MAXTE | kos | 1 | 0 | 22 | 0
564. | RP38P01-005 | POLE, IV PREMIUM S.S. 1.0 METER | MAXTE | kos | 1 | 0 | 22 | 0
565. | R400P11 | BILEVEL CIRCUIT, CANNULA 10/PK | MAXTE | kos | 1 | 0 | 22 | 0
566. | R303P09 | Sklop, 0-5 LPM Dozator pretoka vključno zCHEMETRON QC | MAXTE | kos | 1 | 0 | 22 | 0
567. | R305P09 | Sklop, 0-5 LPM Dozator pretoka vključno zSCHRADER QC | MAXTE | kos | 1 | 0 | 22 | 0
568. | R127P40 | COILED Cev, 15' O2 SCHRADER CONNECT | MAXTE | kos | 1 | 0 | 22 | 0
569. | R129P62 | Cev, 6' STRAIGHT O2 PURITAN CONNECT | MAXTE | kos | 1 | 0 | 22 | 0
570. | RP11P76-003 | priključek,INLET,NIST,AIR,Mešalec | MAXTE | kos | 1 | 0 | 22 | 0
571. | R302P09 | Sklop, 0-5 LPM Dozator pretoka vključno zOHMEDA QUICK C | MAXTE | kos | 1 | 0 | 22 | 0
572. | R219P88-100 | Dozator pretoka, akrilni 0-30 WHITE | MAXTE | kos | 1 | 0 | 22 | 0
573. | R127P37 | COILED Cev, 15' O2 OHMEDA WALL CONN | MAXTE | kos | 1 | 0 | 22 | 0
574. | RP34P01-002 | Dozator pretoka, akrilni, MAXVENTURI | MAXTE | kos | 1 | 0 | 22 | 0
575. | R219P87 | SUB-Sklop, akrilni Dozator pretoka 0-70 BLOCK | MAXTE | kos | 1 | 0 | 22 | 0
576. | R219P87-100 | SUB-Sklop, Dozator pretoka, akrilni 0-70 WHITE | MAXTE | kos | 1 | 0 | 22 | 0
577. | R219P88 | SUB-ASY,akrilni Dozator pretoka 0-30 LPM BLOCK | MAXTE | kos | 1 | 0 | 22 | 0
578. | R306P02 | Sklop, 0-3.5 LPM Dozator pretoka,DISS HAND THIG | MAXTE | kos | 1 | 0 | 22 | 0
579. | R116P40 | senzor, MAX-18 | MAXTE | kos | 1 | 0 | 22 | 0
580. | R116P60 | senzor, MAX-19 | MAXTE | kos | 1 | 0 | 22 | 0
581. | R118T09 | SPO2 LG FINGER PROBE, F3212-9 NELLCOR | MAXTE | kos | 1 | 0 | 22 | 0
582. | R129P61 | Cev, 6' STRAIGHT O2 CHEMETRON CONN | MAXTE | kos | 1 | 0 | 22 | 0
583. | R129P63 | Cev, 6' STRAIGHT O2 SCHRADER CONN | MAXTE | kos | 1 | 0 | 22 | 0
584. | R130P04 | Cev, 15 FT WHITE O2 DISS CHECK | MAXTE | kos | 1 | 0 | 22 | 0
585. | R219P31-001 | Sklop, 3 IN 1 ADAPTER 5/PACK | MAXTE | kos | 1 | 0 | 22 | 0
586. | R219P32-001 | Vmesnik 2-v-1, pakiranje 5 kom | MAXTE | kos | 1 | 0 | 22 | 0
587. | R124P73 | kabel, EC-300 EXTENSION PULSOX | MAXTE | kos | 1 | 0 | 22 | 0
588. | R105P06 | ACCESSORY, IV POLE STAND GUIDANCE HANDLE | MAXTE | kos | 1 | 0 | 22 | 0
589. | R128P36 | COILED Cev, MAX-15A HEX NUT/RIGHT ANGLE | MAXTE | kos | 1 | 0 | 22 | 0
590. | R125P01-002 | MAX-250 senzor,interni MEDICAL | MAXTE | kos | 1 | 0 | 22 | 0
591. | R304P08 | Sklop, 2-26 LPM Dozator pretoka vključno zPURITAN QC | MAXTE | kos | 1 | 0 | 22 | 0
592. | R306P06 | Sklop, 2-26 LPM Dozator pretoka vključno zDISS HAND TI | MAXTE | kos | 1 | 0 | 22 | 0
593. | R128P39 | COILED Cev, 15' AIR PURITAN CONNECTIONS | MAXTE | kos | 1 | 0 | 22 | 0
594. | R219P88-001 | Dozator pretoka, akrilni 0-30 LPM vključno zDISS | MAXTE | kos | 1 | 0 | 22 | 0
595. | R304P06 | Sklop,0-70 LPM Dozator pretoka vključno zPURITAN QC | MAXTE | kos | 1 | 0 | 22 | 0
596. | R100P63 | Sklop, TRIPP-LITE POWER STRIP 13.68 | MAXTE | kos | 1 | 0 | 22 | 0
597. | R100P63-001 | Sklop, TRIPP-LITE POWER STRIP 8.855" | MAXTE | kos | 1 | 0 | 22 | 0
598. | R109P09 | senzor, MAX-7 O2 | MAXTE | kos | 1 | 0 | 22 | 0
599. | R109P13 | senzor, MAX-7L O2 | MAXTE | kos | 1 | 0 | 22 | 0
600. | R109P17 | senzor, MAX-12-204 O2 (Susquehanna) | MAXTE | kos | 1 | 0 | 22 | 0
601. | R109P19 | senzor, MAX-108i O2 | MAXTE | kos | 1 | 0 | 22 | 0
602. | R109P21 | senzor, MAX-108A O2 | MAXTE | kos | 1 | 0 | 22 | 0
603. | R109P45 | senzor,O2,MAX-12/SIEMENS | MAXTE | kos | 1 | 0 | 22 | 0
604. | R109P48 | senzor,O2,MAX-12A | MAXTE | kos | 1 | 0 | 22 | 0
605. | R109P49 | senzor,O2,MAX-12F | MAXTE | kos | 1 | 0 | 22 | 0
606. | R112P10 | senzor,O2,MAX-10 | MAXTE | kos | 1 | 0 | 22 | 0
607. | R112P16 | senzor, MAX-47 O2 | MAXTE | kos | 1 | 0 | 22 | 0
608. | R112P18 | senzor, MAX-48 O2 | MAXTE | kos | 1 | 0 | 22 | 0
609. | R115P01 | Sklop, SHIPPING, MAX-13C (kabel) | MAXTE | kos | 1 | 0 | 22 | 0
610. | R115P01-001 | Sklop, senzor, MAX-13CS kabel-KOBICON | MAXTE | kos | 1 | 0 | 22 | 0
611. | R115P10 | senzor, O2, MAX-13 | MAXTE | kos | 1 | 0 | 22 | 0
612. | R115P23 | senzor, MAX-13F | MAXTE | kos | 1 | 0 | 22 | 0
613. | R116P10 | senzor, MAX-17 | MAXTE | kos | 1 | 0 | 22 | 0
614. | R116P13 | Sklop, MAX-49 O2 senzor | MAXTE | kos | 1 | 0 | 22 | 0
615. | R116P80 | senzor,O2, MAX-14 | MAXTE | kos | 1 | 0 | 22 | 0
616. | R116P82-001 | senzor O2, MAX-14 KORR CONNECTIONS | MAXTE | kos | 1 | 0 | 22 | 0
617. | R118P52 | SPO. FINGER PROBE, MY SIGN S F-3211-12 | MAXTE | kos | 1 | 0 | 22 | 0
618. | R122P04 | FLOWsenzor, SPIROQUANT H 6/PK | MAXTE | kos | 1 | 0 | 22 | 0
619. | R129P92 | Cev, 10' O2 INTER. NIST FEMALE 484CE | MAXTE | kos | 1 | 0 | 22 | 0
620. | R204P23-001 | OXIMETER, MD-300-C2 WITH CLAM SHELL | MAXTE | kos | 1 | 0 | 22 | 0
621. | R302P02 | Sklop, 0-3.5 LPM Dozator pretoka vključno z QUICK CNT | MAXTE | kos | 1 | 0 | 22 | 0
622. | R303P02 | Sklop, 0-3.5 LPM Dozator pretoka vključno zCHEMETRON QC | MAXTE | kos | 1 | 0 | 22 | 0
623. | R305P02 | Sklop, 0-3.5 LPM Dozator pretoka vključno zSCRADER QC | MAXTE | kos | 1 | 0 | 22 | 0
624. | R129P72 | Cev, 6' STRAIGHT AIR PURITAN CONNECTION | MAXTE | kos | 1 | 0 | 22 | 0
625. | R219P87-001 | Dozator pretoka, akrilni 0-70 vključno zDISS | MAXTE | kos | 1 | 0 | 22 | 0
626. | R219P87-101 | Dozator pretoka, akrilni 0-70 WHITE vključno zDISS | MAXTE | kos | 1 | 0 | 22 | 0
627. | R219P88-006 | Dozator pretoka, akrilni 0-30 vključno zHAND DISS | MAXTE | kos | 1 | 0 | 22 | 0
628. | R219P88-101 | Dozator pretoka, akrilni 0-30 WHITE vključno zDISS | MAXTE | kos | 1 | 0 | 22 | 0
629. | R128P37 | COILED Cev, 15' AIR OHMEDA CONNECTION | MAXTE | kos | 1 | 0 | 22 | 0
630. | R128P40 | COILED Cev, 15' AIR SCHRADER CONNECTION | MAXTE | kos | 1 | 0 | 22 | 0
631. | R306P05 | Sklop, 0-70 LPM Dozator pretoka vključno zDISS HAND TIG | MAXTE | kos | 1 | 0 | 22 | 0
632. | R400P16 | CANNULA, IN-LINE FIRE SAFE 10/PK | MAXTE | kos | 1 | 0 | 22 | 0
633. | R118P09 | SPO2 LG FINGER PROBE, F-3212-9 NELLCOR | MAXTE | kos | 1 | 0 | 22 | 0
634. | R128P38 | COILED Cev, 15' AIR CHEMETRON CONNECT | MAXTE | kos | 1 | 0 | 22 | 0
635. | R129P70 | Cev, 6' STRAIGHT AIR OHMEDA CONNECTION | MAXTE | kos | 1 | 0 | 22 | 0
636. | R129P71 | Cev, 6' STRAIGHT AIR CHEMETRON CONNECT | MAXTE | kos | 1 | 0 | 22 | 0
637. | R129P73 | Cev, 6' STRAIGHT AIR SCHRADER CONNECT | MAXTE | kos | 1 | 0 | 22 | 0
638. | RP05P09 | nosilec, WALL MOUNT, LARGE, MAXBLEND | MAXTE | kos | 1 | 0 | 22 | 0
639. | R219P87-006 | Dozator pretoka, akrilni 0-70 vključno zHAND DISS | MAXTE | kos | 1 | 0 | 22 | 0
640. | R123P12 | KEY RING, ASSORTED SPO2 PIGTAILS | MAXTE | kos | 1 | 0 | 22 | 0
641. | R100P95-003 | senzor,MAX-50,WITH .09" CONNECTOR | MAXTE | kos | 1 | 0 | 22 | 0
642. | R115P85 | senzor,MAX-250ESF zunanji O2 senzor | MAXTE | kos | 1 | 0 | 22 | 0
643. | R121P75 | SPO2 ADAPTER kabel, MY SIGN S X-4211-1 | MAXTE | kos | 1 | 0 | 22 | 0
644. | R125P10 | Sklop, MAX-250 XPCB senzor | MAXTE | kos | 1 | 0 | 22 | 0
645. | R213P31 | Sklop, SWIVEL BASE, OM-25 | MAXTE | kos | 1 | 0 | 22 | 0
646. | R219P88-102 | Dozator pretoka, akrilni 0-30 WHITE vključno zNIST | MAXTE | kos | 1 | 0 | 22 | 0
647. | R303P08 | Sklop, 2-26 LPM Dozator pretoka vključno z CHEMETRON QC | MAXTE | kos | 1 | 0 | 22 | 0
648. | R305P08 | Sklop, 2-26 LPM Dozator pretoka vključno z SCRADER QC | MAXTE | kos | 1 | 0 | 22 | 0
649. | R109P15 | senzor, MAX-24 O2 | MAXTE | kos | 1 | 0 | 22 | 0
650. | R125P01-003 | senzor,MAX-250,interni INDUSTRIAL | MAXTE | kos | 1 | 0 | 22 | 0
651. | R125P01-007 | senzor,MAX-250 interni MED. WITH O-RING | MAXTE | kos | 1 | 0 | 22 | 0
652. | R125P02-003 | senzor,MAX-250,interni(B) INDUSTRIAL | MAXTE | kos | 1 | 0 | 22 | 0
653. | R125P02-006 | senzor, MAX-250 interni WITH MOLEX CON | MAXTE | kos | 1 | 0 | 22 | 0
654. | R125P02-011 | senzor, MAX-250+ interni MEDICAL | MAXTE | kos | 1 | 0 | 22 | 0
655. | R125P02-011S | Senzor, MAX-250+ interni MEDICAL | MAXTE | kos | 1 | 0 | 22 | 0
656. | R125P02-013 | senzor, MAX-250+ interni INDUSTRIAL | MAXTE | kos | 1 | 0 | 22 | 0
657. | R125P03-002 | senzor,MAX-250E,zunanji MEDICAL | MAXTE | kos | 1 | 0 | 22 | 0
658. | R125P03-004 | senzor,MAX-250E,zunanji INDUSTRIAL | MAXTE | kos | 1 | 0 | 22 | 0
659. | R125P04-001 | senzor,MAX-250A EXT. PHONE JACK | MAXTE | kos | 1 | 0 | 22 | 0
660. | R125P05-001 | senzor,MAX-250M | MAXTE | kos | 1 | 0 | 22 | 0
661. | R125P07 | senzor, O2 MAX-13-250 | MAXTE | kos | 1 | 0 | 22 | 0
662. | R125P13 | senzor, MAX-250L O2 | MAXTE | kos | 1 | 0 | 22 | 0
663. | R125P16-001 | senzor, MAX-250S EXTRA STABLE INDUSTRIAL | MAXTE | kos | 1 | 0 | 22 | 0
664. | R125P18-010 | senzor, MAX-250TEL O2 | MAXTE | kos | 1 | 0 | 22 | 0
665. | R219P86-100 | Dozator pretoka, akrilni 0-120 WHITE | MAXTE | kos | 1 | 0 | 22 | 0
666. | R219P87-102 | Dozator pretoka, akrilni 0-70 WHITE vključno zNIST | MAXTE | kos | 1 | 0 | 22 | 0
667. | R303P06 | Sklop, 0-70 LPM Dozator pretoka vključno z CHEMETRON QC | MAXTE | kos | 1 | 0 | 22 | 0
668. | R305P06 | Sklop, 0-70 LPM Dozator pretoka vključno zSCHRADER QC | MAXTE | kos | 1 | 0 | 22 | 0
669. | R219P88-103 | Dozator pretoka,akrilni 0-30 WHITE vključno zOHMEDA | MAXTE | kos | 1 | 0 | 22 | 0
670. | R302P08 | Sklop, 2-26 LPM Dozator pretoka vključno zOHMEDA QK CON | MAXTE | kos | 1 | 0 | 22 | 0
671. | R219P86 | SUB-ASY,akrilni Dozator pretoka BLOCK 0-120 | MAXTE | kos | 1 | 0 | 22 | 0
672. | R302P06 | Sklop, 0-70 LPM Dozator pretoka vključno zOHMEDA QUICK | MAXTE | kos | 1 | 0 | 22 | 0
673. | R100P51-002 | senzor, MAX-25,WITH .062 CONNECTOR | MAXTE | kos | 1 | 0 | 22 | 0
674. | R100P70 | WEIGHT, MODIFIED IV SMARTSTACK | MAXTE | kos | 1 | 0 | 22 | 0
675. | R110P02 | ADAPTER, DISS FIRE SAFE 10/PACK | MAXTE | kos | 1 | 0 | 22 | 0
676. | R113P20 | senzor, MAX-81i O2 | MAXTE | kos | 1 | 0 | 22 | 0
677. | R115P03-002 | senzor, MAX-13J O2 | MAXTE | kos | 1 | 0 | 22 | 0
678. | R116P06 | senzor, MAX-23 O2 | MAXTE | kos | 1 | 0 | 22 | 0
679. | RP11P76-001 | priključek,INLET,NIST,O2,Mešalec | MAXTE | kos | 1 | 0 | 22 | 0
680. | R123P29 | POLE MOUNT, V6 | MAXTE | kos | 1 | 0 | 22 | 0
681. | R105P04 | ACCESSORY, IV STAND SINGLE TANK HOLDER | MAXTE | kos | 1 | 0 | 22 | 0
682. | R219P86-001 | Dozator pretoka, akrilni 0-120 vključno zDISS | MAXTE | kos | 1 | 0 | 22 | 0
683. | R219P86-101 | Dozator pretoka, akrilni 0-120 WHITE vključno zDISS | MAXTE | kos | 1 | 0 | 22 | 0
684. | R114P70 | senzor, MAX-16 | MAXTE | kos | 1 | 0 | 22 | 0
685. | R114P80 | senzor,MAX-9 | MAXTE | kos | 1 | 0 | 22 | 0
686. | R219P86-006 | Dozator pretoka, akrilni 0-120 vključno zHAND DISS | MAXTE | kos | 1 | 0 | 22 | 0
687. | R505P12 | KIT, TECOTHERM MATTRESS REPAIR | MAXTE | kos | 1 | 0 | 22 | 0
688. | R100P03 | POLE MOUNT, MAXO2VENT | MAXTE | kos | 1 | 0 | 22 | 0
689. | R100P09 | nosilec, RAIL MOUNT, MAXBLEND | MAXTE | kos | 1 | 0 | 22 | 0
690. | R129P58 | Cev, 6' STRAIGHT DUAL Mešalec/DISS CONN | MAXTE | kos | 1 | 0 | 22 | 0
691. | R129P59 | Cev, 6' STRAIGHT DUAL DISS CONNECTIONS | MAXTE | kos | 1 | 0 | 22 | 0
692. | RP34P106 | Dozator pretoka 0-70 l/min | MAXTE | kos | 1 | 0 | 22 | 0
693. | R109P11 | senzor, MAX-3 O2 | MAXTE | kos | 1 | 0 | 22 | 0
694. | R219P86-102 | Dozator pretoka, akrilni 0-120 WHITE vključno zNIST | MAXTE | kos | 1 | 0 | 22 | 0
695. | R134P06-001 | SPO2 LG SOFT TIP, R-3012 NONIN | MAXTE | kos | 1 | 0 | 22 | 0
696. | R134P06-002 | SPO2 MED SOFT TIP, RM-3012 NONIN | MAXTE | kos | 1 | 0 | 22 | 0
697. | R134P06-003 | SPO2 SM SOFT TIP, RS-3012 NONIN | MAXTE | kos | 1 | 0 | 22 | 0
698. | R140P02 | senzor, MAX-550 zunanji MEDICAL | MAXTE | kos | 1 | 0 | 22 | 0
699. | R129P02-001 | DUAL Cev, 10 FOOT VENTILATOR | MAXTE | kos | 1 | 0 | 22 | 0
700. | R113P10 | senzor, O2, MAX-11 | MAXTE | kos | 1 | 0 | 22 | 0
701. | R113P90 | senzor, O2, MAX-1 | MAXTE | kos | 1 | 0 | 22 | 0
702. | R114P73 | senzor, MAX-16HT O2 | MAXTE | kos | 1 | 0 | 22 | 0
703. | R122P01 | MAX-FLM401 SPIROQUANT A+ senzor 5-PACK | MAXTE | kos | 1 | 0 | 22 | 0
704. | R400P10 | EMPTY HUMIDIFIER, 3PSI CANNULA 50/PK | MAXTE | kos | 1 | 0 | 22 | 0
705. | R105P18-002 | BASE, SMARTSTACK U-CHANNEL 24" DIA | MAXTE | kos | 1 | 0 | 22 | 0
706. | R107P20 | senzor,MAX-2/DRAGER | MAXTE | kos | 1 | 0 | 22 | 0
707. | R120B20-001 | SPO2 Y PROBE, Y-2337-9 senzorMED/CRITIKO | MAXTE | kos | 1 | 0 | 22 | 0
708. | R120P02-001 | SPO2 Y PROBE, Y-2217-9 NELLCOR | MAXTE | kos | 1 | 0 | 22 | 0
709. | R120P03-001 | SPO2 Y PROBE, Y-2217-31 NELLCOR | MAXTE | kos | 1 | 0 | 22 | 0
710. | R121P02 | kabel, SPO2 ADAPT/EXT X-2241-8 OHMEDA | MAXTE | kos | 1 | 0 | 22 | 0
711. | R121P22 | kabel, SPO2 ADAPT/EXT X-4213 NELLCOR | MAXTE | kos | 1 | 0 | 22 | 0
712. | R121P29 | kabel, SPO2 ADAPT/EXT X-5412 HP | MAXTE | kos | 1 | 0 | 22 | 0
713. | R122P04-001 | FLOWsenzor, SPIROQUANT H 10/PACK | MAXTE | kos | 1 | 0 | 22 | 0
714. | R135B03 | SPO2 SMALL EAR PROBE, ES-3212-31 NELLCOR | MAXTE | kos | 1 | 0 | 22 | 0
715. | R135B14 | SPO2 SMALL EAR PROBE, ES-3312-9 DATASCOP | MAXTE | kos | 1 | 0 | 22 | 0
716. | R135P30 | SPO2 SMALL EAR PROBE, ES-2414-15 HP | MAXTE | kos | 1 | 0 | 22 | 0
717. | R135T02 | SPO2 SMALL EAR PROBE, ES-3219-9 NELLCOR | MAXTE | kos | 1 | 0 | 22 | 0
718. | R125P02-009 | senzor, MAX-250K, VIASYS vključno zPANDUIT CONN | MAXTE | kos | 1 | 0 | 22 | 0
719. | R125P11-001 | senzor, MAX-250K VIASYS DC CONNECTOR | MAXTE | kos | 1 | 0 | 22 | 0
720. | R108P60 | senzor, MAX-620i NITRIC OXIDE INDUSTRIAL | MAXTE | kos | 1 | 0 | 22 | 0
721. | R118T06 | SPO2 LG FINGER PROBE, F-3012 NONIN | MAXTE | kos | 1 | 0 | 22 | 0
722. | R121P72 | kabel, SPO2 ADAPTER/EXT X-5416 HP | MAXTE | kos | 1 | 0 | 22 | 0
723. | R124P14 | senzor, MY SIGN O2 | MAXTE | kos | 1 | 0 | 22 | 0
724. | R134T09-001 | SPO2 LG SOFT TIP PROBE, R-3212-9 NELLCOR | MAXTE | kos | 1 | 0 | 22 | 0
725. | R134T09-002 | SPO2 MED SOFT TIP PROBE, RM-3212-9 NELLC | MAXTE | kos | 1 | 0 | 22 | 0
726. | RP34P03-104 | Dozator pretoka, 0-1 LPM WHITE | MAXTE | kos | 1 | 0 | 22 | 0
727. | R500P19 | pljuca - testna, 1.0 LITER | MAXTE | kos | 1 | 0 | 22 | 0
728. | R220P05-001 | MANIFOLD, IV POLE vključno z0-15 Dozator pretoka,DISS | MAXTE | kos | 1 | 0 | 22 | 0
729. | R220P05-005 | MANIFOLD,INTER,IV POLE,DISS,NIPPLE, 0-15 | MAXTE | kos | 1 | 0 | 22 | 0
730. | R220P08-001 | MANIFOLD, IV POLE vključno z0-8 Dozator pretoka,DISS | MAXTE | kos | 1 | 0 | 22 | 0
731. | R220P08-005 | MANIFOLD,INTER,IV POLE,DISS,NIPPLE, 0-8 | MAXTE | kos | 1 | 0 | 22 | 0
732. | R505P09 | kabel, TECOTHERM DISP. RECTAL PROBE | MAXTE | kos | 1 | 0 | 22 | 0
733. | R135B05 | SPO2 SMALL EAR PROBE, ES-3012 NONIN | MAXTE | kos | 1 | 0 | 22 | 0
734. | R211P04 | MANIFOLD, VENTURI | MAXTE | kos | 1 | 0 | 22 | 0
735. | RP34P03-106 | Dozator pretoka, 0-70 LPM WHITE | MAXTE | kos | 1 | 0 | 22 | 0
736. | R300P09 | WEIGHTS, NICU SUPERDOME 10 PACK | MAXTE | kos | 1 | 0 | 22 | 0
737. | R400P25 | NASAL CANNULA, CO2 ADULT 10/PACK | MAXTE | kos | 1 | 0 | 22 | 0
738. | R400P26 | NASAL CANNULA, CO2 PEDIATRIC 10/PACK | MAXTE | kos | 1 | 0 | 22 | 0
739. | R135B04 | SPO2 SMALL EAR PROBE, ES-3222-12 BCI | MAXTE | kos | 1 | 0 | 22 | 0
740. | MAX-250 | MAX-250 senzor(interni senzor for OM-25A) | MAXTE | kos | 1 | 0 | 22 | 0
741. | MAX-250+ | MAX-250+ senzor (interni senzor for MAXO2+A) | MAXTE | kos | 1 | 0 | 22 | 0
742. | R108P70 | senzor, MAX-650i NITROGEN DIOXIDE INDUST | MAXTE | kos | 1 | 0 | 22 | 0
743. | R127P36 | COILED Cev,MAX-15O2 HEXTNUT/RIGHT ANGLE | MAXTE | kos | 1 | 0 | 22 | 0
744. | R129P26 | Cev, 10' COILED Mešalec vključno zPURITAN WALL | MAXTE | kos | 1 | 0 | 22 | 0
745. | R134T06-001 | SPO2 LG SOFT TIP PROBE, R-3012 NONIN | MAXTE | kos | 1 | 0 | 22 | 0
746. | R129P52 | Cev, 6' STRAIGHT DUAL PURITAN CONNECT | MAXTE | kos | 1 | 0 | 22 | 0
747. | R129P56 | Cev, 6' STRAIGHT DUAL Mešalec/PURITAN | MAXTE | kos | 1 | 0 | 22 | 0
748. | RP34P03-004 | Dozator pretoka 0-1LPM | MAXTE | kos | 1 | 0 | 22 | 0
749. | R220P08-003 | MANIFOLD, IV POLE 0-8 Dozator pretoka, NIST | MAXTE | kos | 1 | 0 | 22 | 0
750. | R220P08-006 | MANIFOLD, IV POLE INTER. NIST 0-8 FLOW | MAXTE | kos | 1 | 0 | 22 | 0
751. | R129P19 | COILED Cev, 10' DUAL PURITAN CONNECTION | MAXTE | kos | 1 | 0 | 22 | 0
752. | MAX-250E | MAX-250E senzor (zunanji senzor for OM-25AE, ME, MEL and MAXO2+AE) | MAXTE | kos | 1 | 0 | 22 | 0
753. | R217P01-001 | PCB, MAXO2+ MAIN CIRCUIT BOARD | MAXTE | kos | 1 | 0 | 22 | 0
754. | R219P20 | Sklop, PRECISION MEDICAL Mešalec BUDDY | MAXTE | kos | 1 | 0 | 22 | 0
755. | R505P06 | FOILS, TECOTHERM INTERLAYER 10/PACK | MAXTE | kos | 1 | 0 | 22 | 0
756. | R105P06-001 | ACCESSORY, GUIDANCE HANDLE BLICKMAN | MAXTE | kos | 1 | 0 | 22 | 0
757. | R118T12 | SPO2 LG FINGER PROBE, F-3262 NOVA/SPACE | MAXTE | kos | 1 | 0 | 22 | 0
758. | R118T17 | SPO2 LG FINGER PROBE, F-3312-36 DATASCOP | MAXTE | kos | 1 | 0 | 22 | 0
759. | R100P22 | nosilec, ADJUSTABLE POLE MOUNT, MAXBLEND | MAXTE | kos | 1 | 0 | 22 | 0
760. | R129P13 | DUAL Cev, 10' VENT OHMEDA QUICK CONNECT | MAXTE | kos | 1 | 0 | 22 | 0
761. | R129P25 | Cev, 10' COILED Mešalec vključno zCHEMETRON WAL | MAXTE | kos | 1 | 0 | 22 | 0
762. | R129P27 | Cev, 10' COILED Mešalec vključno zSCHRADER WALL | MAXTE | kos | 1 | 0 | 22 | 0
763. | R118T32-002 | SPO2 FINGER PROBE&kabel, F3412-9 OHMEDA | MAXTE | kos | 1 | 0 | 22 | 0
764. | R129P01 | DUAL Cev, AIR/O2 10' MAXBLEND | MAXTE | kos | 1 | 0 | 22 | 0
765. | R129P55 | Cev, 6' STRAIGHT DUAL Mešalec/CHEMETRON | MAXTE | kos | 1 | 0 | 22 | 0
766. | R500P20 | pljuca - testna, 0.5 LITER NEONATAL/PEDIATRIC | MAXTE | kos | 1 | 0 | 22 | 0
767. | R118T18 | SPO2 LG FINGER PROBE, F-3412 OHMEDA | MAXTE | kos | 1 | 0 | 22 | 0
768. | R120P05-001 | SPO2 Y PROBE, Y-2237 NONIN | MAXTE | kos | 1 | 0 | 22 | 0
769. | R129P17 | Cev, 10' COILED Mešalec vključno zOHMEDA WALL | MAXTE | kos | 1 | 0 | 22 | 0
770. | R129P51 | Cev, 6' STRAIGHT DUAL CHEMETRON CONNECT | MAXTE | kos | 1 | 0 | 22 | 0
771. | R129P53 | Cev, 6' STRAIGHT DUAL SCHRADER CONNECT | MAXTE | kos | 1 | 0 | 22 | 0
772. | R129P57 | Cev, 6' STRIAGHT DUAL Mešalec/SCHRADER | MAXTE | kos | 1 | 0 | 22 | 0
773. | R400P31 | NASAL CANNULA, CO2 ORAL ADULT 10/PACK | MAXTE | kos | 1 | 0 | 22 | 0
774. | R400P35 | ADAPTER SET, ET >4.0mm AIRWAY 10/PACK | MAXTE | kos | 1 | 0 | 22 | 0
775. | R400P36 | ADAPTER SET, ET =<4.0mm AIRWAY 10/PACK | MAXTE | kos | 1 | 0 | 22 | 0
776. | R129P18 | COILED Cev, 10' DUAL CHEMETRON CONNECT | MAXTE | kos | 1 | 0 | 22 | 0
777. | R129P20 | COILED Cev, 10' DUAL SCHRADER CONNECT | MAXTE | kos | 1 | 0 | 22 | 0
778. | R134P40 | SPO2 SOFT TIP PROBE, MY SIGN S R-3211-12 | MAXTE | kos | 1 | 0 | 22 | 0
779. | R129P54 | Cev, 6' STRAIGHT DUAL Mešalec/OHMEDA | MAXTE | kos | 1 | 0 | 22 | 0
780. | Handi+ | Handi+ O2 analizator | MAXTE | kos | 1 | 0 | 22 | 0
781. | R129P50 | Cev, 6' STRAIGHT DUAL OHMEDA CONNECTION | MAXTE | kos | 1 | 0 | 22 | 0
782. | R400P22 | ADAPTER, CO2 ADULT AIRWAY REUSABLE | MAXTE | kos | 1 | 0 | 22 | 0
783. | R400P23 | ADAPTER, CO2 NEONATAL AIRWAY REUSABLE | MAXTE | kos | 1 | 0 | 22 | 0
784. | R113P06 | Sklop, SHIPPING, MAX-11i (INCUBATOR) | MAXTE | kos | 1 | 0 | 22 | 0
785. | R126B03 | SPO2 SMALL FINGER PROBE, 2228 BCI | MAXTE | kos | 1 | 0 | 22 | 0
786. | R126B14 | SPO2 SM FINGER PROBE, FS-2288-9 CSI | MAXTE | kos | 1 | 0 | 22 | 0
787. | R126B31 | SPO2 SMALL FINGER PROBE, 2218-9 NELLCOR | MAXTE | kos | 1 | 0 | 22 | 0
788. | R126B32 | SPO2 SMALL FINGER PROBE, 2188-31 NELLCOR | MAXTE | kos | 1 | 0 | 22 | 0
789. | R126T09 | SPO2 SMALL FINGER PROBE, 2258-40 DATEX | MAXTE | kos | 1 | 0 | 22 | 0
790. | R129P23 | COILED Cev, 15' DUAL PURITAN CONNECTION | MAXTE | kos | 1 | 0 | 22 | 0
791. | R134P09-001 | SPO2 LG SOFT TIP, R-3212-9 NELLCOR | MAXTE | kos | 1 | 0 | 22 | 0
792. | R134P09-002 | SPO2 MED SOFT TIP, RM-3212-9 NELLCOR | MAXTE | kos | 1 | 0 | 22 | 0
793. | R134P09-003 | SPO2 SM SOFT TIP, RS-3212-9 NELLCOR | MAXTE | kos | 1 | 0 | 22 | 0
794. | R134P36-003 | SPO2 SM SOFT TIP, RS-3222-12 BCI | MAXTE | kos | 1 | 0 | 22 | 0
795. | R218P12 | analizator,HANDY + MEDICAL | MAXTE | kos | 1 | 0 | 22 | 0
796. | R306P04 | Sklop, 0-1 LPM Dozator pretoka vključno zDISS HAND TIGH | MAXTE | kos | 1 | 0 | 22 | 0
797. | R219P16 | Sklop, MAXBLEND Mešalec BUDDY BLOCK | MAXTE | kos | 1 | 0 | 22 | 0
798. | R219P17 | Sklop, BIRD Mešalec BUDDY BLOCK vključno zBLEED | MAXTE | kos | 1 | 0 | 22 | 0
799. | R304P04 | Sklop, 0-1 LPM Dozator pretoka vključno zPURITAN QC | MAXTE | kos | 1 | 0 | 22 | 0
800. | R108P45 | senzor, MAX-621A NITRIC OXIDE AUTOMOTIVE | MAXTE | kos | 1 | 0 | 22 | 0
801. | R108P47 | senzor, MAX-622A NITRIC OXIDE AUTOMOTIVE | MAXTE | kos | 1 | 0 | 22 | 0
802. | R108P49 | senzor, MAX-623A NITRIC OXIDE AUTOMOTIVE | MAXTE | kos | 1 | 0 | 22 | 0
803. | R220P04-001 | MANIFOLD, IV POLE vključno z0-5 Dozator pretoka,DISS | MAXTE | kos | 1 | 0 | 22 | 0
804. | R220P04-005 | MANIFOLD,INTER,IV POLE,DISS,NIPPLE,0-5 | MAXTE | kos | 1 | 0 | 22 | 0
805. | R220P05-003 | MANIFOLD, IV POLE 0-15 Dozator pretoka, NIST | MAXTE | kos | 1 | 0 | 22 | 0
806. | R220P05-006 | MANIFOLD, IV POLE INTER. NIST 0-15 FLOW | MAXTE | kos | 1 | 0 | 22 | 0
807. | R400P28 | NASAL CANNULA, CO2/O2 ADULT 10/PACK | MAXTE | kos | 1 | 0 | 22 | 0
808. | R400P39 | SAMPLE LINE, STRAIGHT 10/PACK | MAXTE | kos | 1 | 0 | 22 | 0
809. | R109P07 | senzor, MAX-43 O2 DUAL PACK | MAXTE | kos | 1 | 0 | 22 | 0
810. | R118B16 | SPO2 LG FINGER PROBE, F-3312-9 DATASCOPE | MAXTE | kos | 1 | 0 | 22 | 0
811. | R118P06 | SPO2 LG FINGER PROBE, F-3012 NONIN | MAXTE | kos | 1 | 0 | 22 | 0
812. | R118P10 | SPO2 LG FINGER PROBE, F-3212-31 NELLCOR | MAXTE | kos | 1 | 0 | 22 | 0
813. | R118P19 | SPO2 LG FINGER PROBE, F-3512-9 DATEX | MAXTE | kos | 1 | 0 | 22 | 0
814. | R118P32 | SPO2 LG FINGER PROBE, F-3412-9 OHMEDA | MAXTE | kos | 1 | 0 | 22 | 0
815. | R118P36 | SPO2 LG FINGER PROBE, F-3222-12 BCI | MAXTE | kos | 1 | 0 | 22 | 0
816. | R118P46 | SPO2 LG FINGER PROBE, F-3412-10 OHMEDA | MAXTE | kos | 1 | 0 | 22 | 0
817. | R118T27 | SPO2 LG FINGER PROBE, F-3263 NOVAMETRIX | MAXTE | kos | 1 | 0 | 22 | 0
818. | R120B15-001 | SPO2 Y PROBE, Y-2297-36 DATASCOPE | MAXTE | kos | 1 | 0 | 22 | 0
819. | R121B12 | kabel, SPO2 ADAPT/EXT X-4312-1 DATASCOPE | MAXTE | kos | 1 | 0 | 22 | 0
820. | R135B15 | SPO2 SMALL EAR PROBE, ES-3312-36 DATASCO | MAXTE | kos | 1 | 0 | 22 | 0
821. | R135P28 | SPO2 SMALL EAR PROBE, ES-2412 HP | MAXTE | kos | 1 | 0 | 22 | 0
822. | R135T04 | SPO2 SMALL EAR PROBE, ES-3222-12 BCI | MAXTE | kos | 1 | 0 | 22 | 0
823. | R135T07 | SPO2 SMALL EAR PROBE, ES-3512-9 DATEX | MAXTE | kos | 1 | 0 | 22 | 0
824. | R135T08 | SPO2 SMALL EAR PROBE, ES-3512-40 DATEX | MAXTE | kos | 1 | 0 | 22 | 0
825. | R126B16 | SPO2 SM FINGER PROBE, FS-2298-9 DATASCOP | MAXTE | kos | 1 | 0 | 22 | 0
826. | R121P11 | kabel,SPO2 ADAPT/EXT X-4282-1 CSI | MAXTE | kos | 1 | 0 | 22 | 0
827. | R129P22 | COILED Cev, 15' DUAL CHEMETRON CONNECT | MAXTE | kos | 1 | 0 | 22 | 0
828. | R123P16 | OXIMETER, M700 HANDHELD MEDICAL | MAXTE | kos | 1 | 0 | 22 | 0
829. | R123P16-001 | OXIMETER, M700 HANDHELD VET CARE | MAXTE | kos | 1 | 0 | 22 | 0
830. | R129P24 | COILED Cev, 15' DUAL SCHRADER CONNECT | MAXTE | kos | 1 | 0 | 22 | 0
831. | R303P04 | Sklop, 0-1 LPM Dozator pretoka vključno zCHEMETRON QC | MAXTE | kos | 1 | 0 | 22 | 0
832. | R400P20 | ADAPTER, CO2 ADULT AIRWAY SINGLE 10/PK | MAXTE | kos | 1 | 0 | 22 | 0
833. | R400P21 | ADAPTER,CO2 NEONATAL AIRWAY SINGLE 10/PK | MAXTE | kos | 1 | 0 | 22 | 0
834. | R400P27 | NASAL CANNULA, CO2 INFANT 10/PACK | MAXTE | kos | 1 | 0 | 22 | 0
835. | R400P29 | NASAL CANNULA, CO2/O2 PEDIATRIC 10/PACK | MAXTE | kos | 1 | 0 | 22 | 0
836. | R400P30 | NASAL CANNULA, CO2/O2 INFANT 10/PACK | MAXTE | kos | 1 | 0 | 22 | 0
837. | R400P32 | NASAL CANNULA, CO2 ORAL PEDIATRIC 10/PK | MAXTE | kos | 1 | 0 | 22 | 0
838. | R305P04 | Sklop, 0-1 LPM Dozator pretoka vključno zSCHRADER QC | MAXTE | kos | 1 | 0 | 22 | 0
839. | R129P21 | COILED Cev, 15' DUAL OHMEDA CONNECTION | MAXTE | kos | 1 | 0 | 22 | 0
840. | R125P02-004 | senzor,MAX-250-K,interni, INDUSTRIAL | MAXTE | kos | 1 | 0 | 22 | 0
841. | R302P04 | Sklop, 0-1 LPMDozator pretoka vključno zOHMEDA QUCIK CT | MAXTE | kos | 1 | 0 | 22 | 0
842. | R400P33 | NASAL CANNULA, CO2/O2 ORAL ADULT 10/PK | MAXTE | kos | 1 | 0 | 22 | 0
843. | R400P34 | NASAL CANNULA, CO2/O2 ORAL PED. 10/PK | MAXTE | kos | 1 | 0 | 22 | 0
844. | R135B06 | SPO2 SMALL EAR PROBE, ES-3412 OHMEDA | MAXTE | kos | 1 | 0 | 22 | 0
845. | RP05P08 | AIR INLET FILTER/WATER TRAP | MAXTE | kos | 1 | 0 | 22 | 0
846. | R204P15 | ADAPTER, USB UA-300 PULSOX | MAXTE | kos | 1 | 0 | 22 | 0
847. | R211P13 | SUB-Sklop, MAX-VENTURI analizator | MAXTE | kos | 1 | 0 | 22 | 0
848. | R129P15 | DUAL Cev,MAXFLO2 15 FT. RT ANGLE | MAXTE | kos | 1 | 0 | 22 | 0
849. | R400P37 | ADAPTER SET, H ET >4.0mm AIRWAY 10/PACK | MAXTE | kos | 1 | 0 | 22 | 0
850. | R400P38 | ADAPTER SET, H ET =>4.0mm AIRWAY 10/PACK | MAXTE | kos | 1 | 0 | 22 | 0
851. | R400P40 | SAMPLE LINE, STRAIGHT H 10/PACK | MAXTE | kos | 1 | 0 | 22 | 0
852. | R500P21 | Sklop, FLOCAP 24/PK | MAXTE | kos | 1 | 0 | 22 | 0
853. | R129P02 | DUAL Cev,VENT.15',M242P,M162P,M241,M161 | MAXTE | kos | 1 | 0 | 22 | 0
854. | R115P61 | senzor, MAX-15LF O2 | MAXTE | kos | 1 | 0 | 22 | 0
855. | R118B07 | SPO2 LG FINGER PROBE, F-3112 CRITIKON | MAXTE | kos | 1 | 0 | 22 | 0
856. | R118B17 | SPO2 LG FINGER PROBE, F-3312-36 DATASCOP | MAXTE | kos | 1 | 0 | 22 | 0
857. | R118P18 | SPO2 LG FINGER PROBE, F-3412 OHMEDA | MAXTE | kos | 1 | 0 | 22 | 0
858. | R118P20 | SPO2 LG FINGER PROBE, F-3512-40 DATEX | MAXTE | kos | 1 | 0 | 22 | 0
859. | R118P26 | SPO2 LARGE FINGER PROBE, F-2412 HP | MAXTE | kos | 1 | 0 | 22 | 0
860. | R118P42 | SPO2 LG FINGER PROBE,F-2203-16 NIHON KOD | MAXTE | kos | 1 | 0 | 22 | 0
861. | R120P08-001 | SPO2 Y PROBE, Y-2257-40 DATEX | MAXTE | kos | 1 | 0 | 22 | 0
862. | R135B09 | SPO2 SMALL EAR PROBE, ES-3262 NOVA/SPACE | MAXTE | kos | 1 | 0 | 22 | 0
863. | R220P03-001 | MANIFOLD, IV POLE vključno z0-3.5 Dozator pretoka,DISS | MAXTE | kos | 1 | 0 | 22 | 0
864. | R220P03-005 | MANIFOLD,INTER,IV POLE,DISS,NIPPLE,0-3.5 | MAXTE | kos | 1 | 0 | 22 | 0
865. | R220P04-003 | MANIFOLD, IV POLE 0-5 Dozator pretoka, NIST | MAXTE | kos | 1 | 0 | 22 | 0
866. | R220P04-006 | MANIFOLD, IV POLE INTER. NIST 0-5 FLOW | MAXTE | kos | 1 | 0 | 22 | 0
867. | R220P07-001 | MANIFOLD, IV POLE vključno z2-26 Dozator pretoka,DISS | MAXTE | kos | 1 | 0 | 22 | 0
868. | R220P35-001 | MANIFOLD, IV POLE 0-15 & 0-8 FLOW, DISS | MAXTE | kos | 1 | 0 | 22 | 0
869. | R108P62 | senzor, MAX-621i NITRIC OXIDE INDUSTRIAL | MAXTE | kos | 1 | 0 | 22 | 0
870. | R120B06-001 | SPO2 Y PROBE, Y-2247 OHMEDA | MAXTE | kos | 1 | 0 | 22 | 0
871. | R219P50-001 | ADAPTER, MUFFLED 2-in-1 5/PACK | MAXTE | kos | 1 | 0 | 22 | 0
872. | R134P36-001 | SPO2 LG SOFT TIP, R-3222-12 BCI | MAXTE | kos | 1 | 0 | 22 | 0
873. | R118B05 | SPO2 LG FINGER PROBE, F-2912 INVIVO | MAXTE | kos | 1 | 0 | 22 | 0
874. | R118B21 | SPO2 LG FINGER PROBE, F-3612 SPACELABS | MAXTE | kos | 1 | 0 | 22 | 0
875. | R118B28 | SPO2 LG. FINGER PROVE, F-2112 PALCO | MAXTE | kos | 1 | 0 | 22 | 0
876. | R220P35-005 | IV MANIFOLD,INTER.0-15 & 0-8 DISS,NIPPLE | MAXTE | kos | 1 | 0 | 22 | 0
877. | R217P16-001 | SUB-Sklop, MAXO2+ TOP CASE COOL GREY | MAXTE | kos | 1 | 0 | 22 | 0
878. | R219P18 | Sklop, SECHRIST Mešalec BUDDY BLOCK vključno zBLD | MAXTE | kos | 1 | 0 | 22 | 0
879. | R219P19 | Sklop, BIO-MED Mešalec BUDDY BLOCK vključno zBLEE | MAXTE | kos | 1 | 0 | 22 | 0
880. | R121P30 | kabel, SPO2 ADAPT/EXT X-5712 DRAGER | MAXTE | kos | 1 | 0 | 22 | 0
881. | R121P31 | kabel, SPO2 ADAPT/EXT X-5812 MARQ/EAGLE | MAXTE | kos | 1 | 0 | 22 | 0
882. | R218P12-001 | analizator, HANDI+ INTERNATIONAL | MAXTE | kos | 1 | 0 | 22 | 0
883. | R218P12-005 | analizator, HANDI+ WITH FLOW ADAPTER | MAXTE | kos | 1 | 0 | 22 | 0
884. | R218P15 | analizator, HANDI+ INDUSTRIAL | MAXTE | kos | 1 | 0 | 22 | 0
885. | R108P72 | senzor, MAX-651i NITROGEN DIOXIDE INDUST | MAXTE | kos | 1 | 0 | 22 | 0
886. | R124P09 | nosilec, "MY SIGN O" CLAMP/HALTER | MAXTE | kos | 1 | 0 | 22 | 0
887. | R105P04-001 | Nosilec dveh jeklenk | MAXTE | kos | 1 | 0 | 22 | 0
888. | R118A50 | SPO2 LARGE FINGER PROBE, 5300 8 FT PALCO | MAXTE | kos | 1 | 0 | 22 | 0
889. | R118A51 | SPO2 FOOT WRAP, POX-020-530 PED. PALCO | MAXTE | kos | 1 | 0 | 22 | 0
890. | R217P16-002 | SUB Sklop, MAXO2+ TOP CASE SCUBA | MAXTE | kos | 1 | 0 | 22 | 0
891. | R109P02 | senzor, MAX-41i INDUSTRIAL O2 | MAXTE | kos | 1 | 0 | 22 | 0
892. | R219P12-003 | Sklop,BIRD SINGLE Mešalec BUDDY 0-70 LPM | MAXTE | kos | 1 | 0 | 22 | 0
893. | R220P01-001 | IV POLE MANIFOLD, DISS 0-70 Dozator pretoka | MAXTE | kos | 1 | 0 | 22 | 0
894. | R220P01-005 | MANIFOLD, IV POLE CLAMP, R220P01001 CU | MAXTE | kos | 1 | 0 | 22 | 0
895. | R220P01-007 | MANIFOLD,INTER,IV POLE, 0-70,DISS,NIPPLE | MAXTE | kos | 1 | 0 | 22 | 0
896. | R220P01-008 | MANIFOLD,IV POLE,INTER. NIST 0-70 FLOW | MAXTE | kos | 1 | 0 | 22 | 0
897. | R220P03-003 | MANIFOLD, IV POLE 0-3.5 Dozator pretoka, NIST | MAXTE | kos | 1 | 0 | 22 | 0
898. | R220P03-006 | MANIFOLD, IV POLE INTER. NIST, 0-3.5 | MAXTE | kos | 1 | 0 | 22 | 0
899. | R220P07-003 | MANIFOLD, IV POLE 2-26 Dozator pretoka, NIST | MAXTE | kos | 1 | 0 | 22 | 0
900. | R220P07-005 | MANIFOLD,INTER,IV POLE,DISS,NIPPLE,2-26 | MAXTE | kos | 1 | 0 | 22 | 0
901. | R220P07-006 | MANIFOLD, IV POLE INTER NIST 2-26 FLOW | MAXTE | kos | 1 | 0 | 22 | 0
902. | R220P35-003 | MANIFOLD, IV POLE 0-15 & 0-8 FLOW, NIST | MAXTE | kos | 1 | 0 | 22 | 0
903. | R220P35-006 | IV MANIFOLD,INTER. DUAL 0-15 & 0-8 NIST | MAXTE | kos | 1 | 0 | 22 | 0
904. | R119P10 | SPO2 DISP. PROBE, MY SIGN S 24/PK 2211-1 | MAXTE | kos | 1 | 0 | 22 | 0
905. | R219P79-400 | Maxtec DFB dozator pretoka 0-15 l/min, dvojna skala | MAXTE | kos | 1 | 0 | 22 | 0
906. | R220P01-003 | MANIFOLD, IV POLE 0-70 Dozator pretoka, NIST | MAXTE | kos | 1 | 0 | 22 | 0
907. | R505P11 | SET, TECOTHERM FILL UP, VENTED | MAXTE | kos | 1 | 0 | 22 | 0
908. | RP34P03-003 | Dozator pretoka, 0-200 CC | MAXTE | kos | 1 | 0 | 22 | 0
909. | RP34P03-103 | Dozator pretoka, 0-200cc WHITE | MAXTE | kos | 1 | 0 | 22 | 0
910. | R220P08-004 | MANI, IV POLE 0-8 Dozator pretoka, NIST, Cev | MAXTE | kos | 1 | 0 | 22 | 0
911. | R118A49 | SPO2 LG FINGER PROBE,5300 30" UNIV PALCO | MAXTE | kos | 1 | 0 | 22 | 0
912. | R220P05-002 | MANIFOL IV POLE 0-15 Dozator pretoka DISS Cev | MAXTE | kos | 1 | 0 | 22 | 0
913. | R220P08-002 | MANI, IV POLE 0-8 Dozator pretoka DISS Cev | MAXTE | kos | 1 | 0 | 22 | 0
914. | R220P26-001 | MANIFOLD,IV POLE 0-5 & 0-15 FLOW, DISS | MAXTE | kos | 1 | 0 | 22 | 0
915. | R220P28-001 | MANIFOLD, IV POLE 0-5 & 0-8 FLOW, DISS | MAXTE | kos | 1 | 0 | 22 | 0
916. | R220P28-005 | IV MANIFOLD,INTER.0-5 & 0-8 DISS,NIPPLE | MAXTE | kos | 1 | 0 | 22 | 0
917. | R134P37-001 | SPO2 LARGE SOFT TIP, R-2414-15 HP VERIDA | MAXTE | kos | 1 | 0 | 22 | 0
918. | R134P37-003 | SPO2 SM SOFT TIP, RS-2414-15 HP | MAXTE | kos | 1 | 0 | 22 | 0
919. | R118B13 | SPO2 LG FINGER PROBE,F-3262-1 NOVA/SPACE | MAXTE | kos | 1 | 0 | 22 | 0
920. | R100P04 | PEEP VALVE, MAXO2VENT, 20 ADULT CONNECT | MAXTE | kos | 1 | 0 | 22 | 0
921. | R220P05-004 | MANI, IV POLE, 0-15 Dozator pretoka,NIST, Cev | MAXTE | kos | 1 | 0 | 22 | 0
922. | R220P24-001 | MANIFOLD, IV POLE 0-3.5 & 0-8 FLOW, DISS | MAXTE | kos | 1 | 0 | 22 | 0
923. | R220P24-006 | IV MANIFOLD,INTER. DUAL 0-3.5 & 0-8 NIST | MAXTE | kos | 1 | 0 | 22 | 0
924. | R220P26-003 | MANIFOLD, IV POLE,0-5 & 0-15 FLOW,NIST | MAXTE | kos | 1 | 0 | 22 | 0
925. | R220P26-005 | IV MANIFOLD,INTER.0-5 & 0-15 DISS,NIPPLE | MAXTE | kos | 1 | 0 | 22 | 0
926. | R220P26-006 | IV MANIFOLD,INTER. DUAL 0-5 & 200cc NIST | MAXTE | kos | 1 | 0 | 22 | 0
927. | R220P28-003 | MANIFOLD, IV POLE, 0-5 & 0-8 FLOW,NIST | MAXTE | kos | 1 | 0 | 22 | 0
928. | R220P28-006 | IV MANIFOLD, INTER. DUAL 0-5 & 0-8 NIST | MAXTE | kos | 1 | 0 | 22 | 0
929. | R220P22-001 | MANIFOLD,IV POLE 0-3.5 & 0-15 FLOW, DISS | MAXTE | kos | 1 | 0 | 22 | 0
930. | R220P33-001 | MANIFOLD, IV POLE 0-8 & 2-26 FLOW, DISS | MAXTE | kos | 1 | 0 | 22 | 0
931. | R119P02-010 | SPO2 DISP PROBE,2211-1,ADULT MIC NELLCOR | MAXTE | kos | 1 | 0 | 22 | 0
932. | R119P02-020 | SPO2 DISP PROBE, 2211-2 PED MICR NELLCOR | MAXTE | kos | 1 | 0 | 22 | 0
933. | R119P02-050 | SPO2 DISP PROBE, 2211-5 INFANT MICR NELL | MAXTE | kos | 1 | 0 | 22 | 0
934. | R119P02-060 | SPO2 DISP PROBE,2211-6 NEO MICRO NELLCO | MAXTE | kos | 1 | 0 | 22 | 0
935. | R119P03-010 | SPO2 DISP PROBE,2221-1 ADULT MICRO BCI | MAXTE | kos | 1 | 0 | 22 | 0
936. | R100P02 | CIRCUIT, MAXO2VENT EXHALATION VALVE | MAXTE | kos | 1 | 0 | 22 | 0
937. | R306P03 | Sklop, 0-200cc Dozator pretoka vključno zDISS HAND TIGH | MAXTE | kos | 1 | 0 | 22 | 0
938. | R108P68 | senzor, MAX-627i NITRIC OXIDE INDUSTRIAL | MAXTE | kos | 1 | 0 | 22 | 0
939. | R220P24-005 | IV MANIFOLD,INTER.0-3.5 &0-8 DISS,NIPPLE | MAXTE | kos | 1 | 0 | 22 | 0
940. | R116P07 | senzor, MAX-21i INDUSTRIAL O2 | MAXTE | kos | 1 | 0 | 22 | 0
941. | R121B18 | kabel, SPO2 ADAPT/EXT E610-01 PRE AMP | MAXTE | kos | 1 | 0 | 22 | 0
942. | R204P22 | PRINTER, MODEL 34 PULSE OXIMETER | MAXTE | kos | 1 | 0 | 22 | 0
943. | R304P03 | Sklop, 0-200cc Dozator pretoka vključno z PURITAN QC | MAXTE | kos | 1 | 0 | 22 | 0
944. | R220P33-005 | IV MANIFOLD,INTER.0-8 & 2-26 DISS,NIPPLE | MAXTE | kos | 1 | 0 | 22 | 0
945. | R220P04-002 | MANIFOLD IV POLE 0-5 Dozator pretoka DISS Cev | MAXTE | kos | 1 | 0 | 22 | 0
946. | R220P11-001 | MANIFOLD,IV POLE 0-15 & 0-70 FLOW,DISS | MAXTE | kos | 1 | 0 | 22 | 0
947. | R220P22-003 | MANIFOLD,IV POLE 0-3.5 & 0-15 FLOW,NIST | MAXTE | kos | 1 | 0 | 22 | 0
948. | R220P22-005 | IV MANIFOLD,INTER.0-3.5&0-15 DISS,NIPPLE | MAXTE | kos | 1 | 0 | 22 | 0
949. | R220P22-006 | IV MANIFOLD,INTER. DUAL 0-3.5 &0-15 NIST | MAXTE | kos | 1 | 0 | 22 | 0
950. | R220P24-003 | MANIFOLD, IV POLE, 0-3.5 & 0-8 FLOW,NIST | MAXTE | kos | 1 | 0 | 22 | 0
951. | R220P33-003 | MANIFOLD, IV POLE 0-8 & 2-26 FLOW, NIST | MAXTE | kos | 1 | 0 | 22 | 0
952. | R220P33-006 | IV MANIFOLD,INTER. DUAL 0-8 & 2-26 NIST | MAXTE | kos | 1 | 0 | 22 | 0
953. | R220P36-001 | MANIFOLD, IV POLE 0-15 & 2-26 FLOW, DISS | MAXTE | kos | 1 | 0 | 22 | 0
954. | R219P51-001 | Mešalec BUDDY, TENACORE vključno z 0-3.5 & 0-15 | MAXTE | kos | 1 | 0 | 22 | 0
955. | R119P02-022 | SPO2 DISP PROBE,2211-2P PED MEDI NELLCOR | MAXTE | kos | 1 | 0 | 22 | 0
956. | R119P03-020 | SPO2 DISP PROBE, 2221-2 PED MICRO BCI | MAXTE | kos | 1 | 0 | 22 | 0
957. | R119P04-010 | SPO2 DISP PROBE,2231-1 ADULT MICRO NONIN | MAXTE | kos | 1 | 0 | 22 | 0
958. | R119P04-020 | SPO2 DISP PROBE,2231-2 PED MICRO NONIN | MAXTE | kos | 1 | 0 | 22 | 0
959. | R119P04-050 | SPO2 DISP PROBE,2231-5 INFANT MICR NONIN | MAXTE | kos | 1 | 0 | 22 | 0
960. | R124P50 | PROBE, FINGER PROBE, MAX-SR-5C, MINOLTA | MAXTE | kos | 1 | 0 | 22 | 0
961. | R134P26-001 | SPO2 LARGE SOFT TIP, R-2412 HP | MAXTE | kos | 1 | 0 | 22 | 0
962. | R219P11 | Sklop, MAXBLEND Mešalec BUDDY | MAXTE | kos | 1 | 0 | 22 | 0
963. | R219P11-001 | Mešalec BUDDY, MAXBLEND WHITE Dozator pretoka | MAXTE | kos | 1 | 0 | 22 | 0
964. | R219P12-001 | Sklop, BIRD Mešalec BUDDY vključno zBLEED | MAXTE | kos | 1 | 0 | 22 | 0
965. | R219P12-002 | Mešalec BUDDY, BIRD WITH WHITE Dozator pretoka | MAXTE | kos | 1 | 0 | 22 | 0
966. | R219P13-001 | Sklop, SECHRIST Mešalec BUDDY vključno zBLEED | MAXTE | kos | 1 | 0 | 22 | 0
967. | R219P14-001 | Sklop, BIOMED Mešalec BUDDY W-BLEED | MAXTE | kos | 1 | 0 | 22 | 0
968. | R219P14-002 | Mešalec BUDDY, BIOMED WHITE Dozator pretoka | MAXTE | kos | 1 | 0 | 22 | 0
969. | R119P03-050 | SPO2 DISP PROBE, 2221-5 INFANT MICRO BCI | MAXTE | kos | 1 | 0 | 22 | 0
970. | R134P01-001 | SPO2 LG SOFT TIP, R-2202-1 NIHON KODEN | MAXTE | kos | 1 | 0 | 22 | 0
971. | R134P20-001 | SPO2 LG SOFT TIP, R-3512-40 DATEX | MAXTE | kos | 1 | 0 | 22 | 0
972. | R134P20-002 | SPO2 MEDIUM SOFT TIP, RM-3512-40 DATEX | MAXTE | kos | 1 | 0 | 22 | 0
973. | R134P39-002 | SPO2 MEDIUM SOFT TIP, RM-2182-3 MINOLTA | MAXTE | kos | 1 | 0 | 22 | 0
974. | R134P39-003 | SPO2 SM SOFT TIP, RS-2182-3 MINOLTA | MAXTE | kos | 1 | 0 | 22 | 0
975. | R220P04-004 | MANI, IV POLE 0-5 Dozator pretoka, NIST,Cev | MAXTE | kos | 1 | 0 | 22 | 0
976. | R220P07-002 | MANI, IV POLE 2-26 Dozator pretoka, DISS Cev | MAXTE | kos | 1 | 0 | 22 | 0
977. | R220P11-003 | MANIFOLD, IV POLE 0-15 & 0-70 FLOW, NIST | MAXTE | kos | 1 | 0 | 22 | 0
978. | R220P11-005 | IV MANIFOLD,INTER.0-15 &0-70 DISS,NIPPLE | MAXTE | kos | 1 | 0 | 22 | 0
979. | R220P11-006 | IV MANIFOLD,INTER.0-15 & 0-70 FLOW, NIST | MAXTE | kos | 1 | 0 | 22 | 0
980. | R220P36-003 | MANIFOLD, IV POLE 0-15 & 2-26 FLOW, NIST | MAXTE | kos | 1 | 0 | 22 | 0
981. | R220P36-005 | IV MANIFOLD,INTER.0-15 & 2-26 DISS,NIPPL | MAXTE | kos | 1 | 0 | 22 | 0
982. | R220P36-006 | IV MANIFOLD,INTER. DUAL 0-15 & 2-26 NIST | MAXTE | kos | 1 | 0 | 22 | 0
983. | R113P11 | senzor, MAX-80i O2 | MAXTE | kos | 1 | 0 | 22 | 0
984. | R303P03 | Sklop, 0-200cc Dozator pretoka vključno zCHEMETRON QC | MAXTE | kos | 1 | 0 | 22 | 0
985. | R305P03 | Sklop, 0-200cc Dozator pretoka vključno zSCRADER QC | MAXTE | kos | 1 | 0 | 22 | 0
986. | R219P20-001 | Sklop,PRECISION MED. Mešalec BUDDY vključno zFLOW | MAXTE | kos | 1 | 0 | 22 | 0
987. | R302P03 | Sklop, 0-200cc Dozator pretoka vključno zOHMEDA QUICK C | MAXTE | kos | 1 | 0 | 22 | 0
988. | R220P01-111 | akrilni MANIFOLD, NIST 0-70 WHITE F&P | MAXTE | kos | 1 | 0 | 22 | 0
989. | R100P49-001 | SMARTSTACK, PREMIUM SINGLE | MAXTE | kos | 1 | 0 | 22 | 0
990. | R124P55 | PROBE, MONITOR LM-5C | MAXTE | kos | 1 | 0 | 22 | 0
991. | R220P03-002 | MANI, IV POLE 0-3.5 Dozator pretoka, DISS Cev | MAXTE | kos | 1 | 0 | 22 | 0
992. | R220P19-001 | MANIFOLD, IV POLE 0-3.5 & 0-5 FLOW, DISS | MAXTE | kos | 1 | 0 | 22 | 0
993. | R220P35-002 | MANIFOLD,IVPOLE,0-15&0-8 FLOW, DISS,Cev | MAXTE | kos | 1 | 0 | 22 | 0
994. | R220P01-006 | MANIFOLD, IV POLE CLAMP R220P01002 CU | MAXTE | kos | 1 | 0 | 22 | 0
995. | R108P74 | senzor, MAX-652i NITROGEN DIOXIDE INDUST | MAXTE | kos | 1 | 0 | 22 | 0
996. | R123P17 | OXIMETER, M800 WITH SPO2 MEDICAL | MAXTE | kos | 1 | 0 | 22 | 0
997. | R123P17-001 | OXIMETER, M800 WITH SPO2 VET CARE | MAXTE | kos | 1 | 0 | 22 | 0
998. | R124P51 | PROBE, SPOT CHECK, MAX-SP-5C, MINOLTA | MAXTE | kos | 1 | 0 | 22 | 0
999. | R124P52 | PROBE, MAX-UD-5C UNIVERSAL | MAXTE | kos | 1 | 0 | 22 | 0
1000. | R217P62 | analizator,MAXO2, + MEDICAL A | MAXTE | kos | 1 | 0 | 22 | 0
1001. | R220P01-002 | IV POLE MANIFOLD, DISS, 0-70 & 15' Cev | MAXTE | kos | 1 | 0 | 22 | 0
1002. | R220P19-005 | IV MANIFOLD,INTER.0-3.5 & 0-5 DISS,NIPPL | MAXTE | kos | 1 | 0 | 22 | 0
1003. | R220P01-004 | MANI, IV POLE 0-70 Dozator pretoka, NIST, Cev | MAXTE | kos | 1 | 0 | 22 | 0
1004. | R220P02-001 | MANIFOLD, IV POLE vključno z0-1 Dozator pretoka, DISS | MAXTE | kos | 1 | 0 | 22 | 0
1005. | R220P02-003 | MANIFOLD, IV POLE 0-1 Dozator pretoka, NIST | MAXTE | kos | 1 | 0 | 22 | 0
1006. | R220P02-005 | MANIFOLD,INTER,IV POLE,DISS,NIPPLE,0-1 | MAXTE | kos | 1 | 0 | 22 | 0
1007. | R220P02-006 | MANIFOLD, IV POLE, INTER. NIST 0-1 FLOW | MAXTE | kos | 1 | 0 | 22 | 0
1008. | R220P03-004 | MANI, IV POLE 0-3.5 Dozator pretoka, NIST Cev | MAXTE | kos | 1 | 0 | 22 | 0
1009. | R220P07-004 | MANI, IV POLE 2-26 Dozator pretoka, NIST, Cev | MAXTE | kos | 1 | 0 | 22 | 0
1010. | R220P19-003 | MANIFOLD, IV POLE 0-3.5 & 0-5 FLOW,NIST | MAXTE | kos | 1 | 0 | 22 | 0
1011. | R220P19-006 | IV MANIFOLD, INTER DUAL 0-3.5 & 0-5 NIST | MAXTE | kos | 1 | 0 | 22 | 0
1012. | R220P29-003 | MANIFOLD, IV POLE, 0-5 & 2-26 FLOW, NIST | MAXTE | kos | 1 | 0 | 22 | 0
1013. | R220P29-006 | IV MANIFOLD, INTER. DUAL 0-5 & 2-26 NIST | MAXTE | kos | 1 | 0 | 22 | 0
1014. | R220P35-004 | IV POLE MANIFOLD, NIST 0-15 & 0-8 Cev | MAXTE | kos | 1 | 0 | 22 | 0
1015. | R220P29-001 | MANIFOLD, IV POLE 0-5 & 2-26 FLOW, DISS | MAXTE | kos | 1 | 0 | 22 | 0
1016. | R220P29-005 | IV MANIFOLD,INTER.0-5 & 2-26 DISS NIPPLE | MAXTE | kos | 1 | 0 | 22 | 0
1017. | R200P02 | MAINTENANCE KIT, MAXBLEND | MAXTE | kos | 1 | 0 | 22 | 0
1018. | R203P15 | SERVICE KIT, MICROMAX nizki pretoki | MAXTE | kos | 1 | 0 | 22 | 0
1019. | R203P16 | SERVICE KIT, MICROMAX visoki pretoki | MAXTE | kos | 1 | 0 | 22 | 0
1020. | R217P72 | analizator, MAXO2+ MEDICAL AE | MAXTE | kos | 1 | 0 | 22 | 0
1021. | R124P53 | PROBE, SEMI DISPOSABLE MAX-SD-5C (25mm) | MAXTE | kos | 1 | 0 | 22 | 0
1022. | R223P08 | Sklop, MAXFLO2 MINI 0-70 LPM | MAXTE | kos | 1 | 0 | 22 | 0
1023. | R220P10-005 | IV MANIFOLD,INTER.0-70 &2-26 DISS,NIPPLE | MAXTE | kos | 1 | 0 | 22 | 0
1024. | R220P10-006 | IV MANIFOLD,INTER.DUAL 2-26 & 0-70 NIST | MAXTE | kos | 1 | 0 | 22 | 0
1025. | R220P23-001 | MANIFOLD, IV POLE 0-3.5&2-26 FLOW, DISS | MAXTE | kos | 1 | 0 | 22 | 0
1026. | R220P23-003 | MANIFOLD, IV POLE 0-3.5 & 2-26 FLOW,NIST | MAXTE | kos | 1 | 0 | 22 | 0
1027. | R220P23-005 | IV MANIFOLD,INTER.0-3.5&2-26 DISS,NIPPLE | MAXTE | kos | 1 | 0 | 22 | 0
1028. | R220P23-006 | IV MANIFOLD,INTER.DUAL 0-3.5 & 2-26 NIST | MAXTE | kos | 1 | 0 | 22 | 0
1029. | R220P24-002 | MANIFOLD,IVPOLE,0-3.5&0-8 FLOW,DISS,Cev | MAXTE | kos | 1 | 0 | 22 | 0
1030. | R220P26-002 | MANIFOLD,IVPOLE, 0-5&0-15FLOW,DISS,Cev | MAXTE | kos | 1 | 0 | 22 | 0
1031. | R220P28-002 | MANIFOLD,IVPOLE, 0-5&0-8 FLOW,DISS,Cev | MAXTE | kos | 1 | 0 | 22 | 0
1032. | R220P28-004 | IV POLE MANIFOLD, NIST, 0-5 & 0-8 Cev | MAXTE | kos | 1 | 0 | 22 | 0
1033. | R219P17-001 | Mešalec BUDDY BIRD vključno z,0-5 & 2-26 FLOWMET | MAXTE | kos | 1 | 0 | 22 | 0
1034. | R220P10-001 | IV POLE MANIFOLD, DUAL 0-70,2-26 DISS | MAXTE | kos | 1 | 0 | 22 | 0
1035. | R220P10-003 | MANIFOLD, IV POLE DUAL 2-26 & 0-70 NIST | MAXTE | kos | 1 | 0 | 22 | 0
1036. | R220P26-004 | IV POLE, MANIFOLD, NIST 0-5 & 0-15 Cev | MAXTE | kos | 1 | 0 | 22 | 0
1037. | R220P22-002 | MANIFOLDIVPOLE,0-3.5&0-15 FLOW,DISS,Cev | MAXTE | kos | 1 | 0 | 22 | 0
1038. | R220P33-002 | MANIFOLD,IVPOLE,0-8&2-26 FLOW, DISS,Cev | MAXTE | kos | 1 | 0 | 22 | 0
1039. | R204P12 | MONITOR, MAX-PULSOX-2 | MAXTE | kos | 1 | 0 | 22 | 0
1040. | R220P11-002 | MANIFOLD, IVPOLE, 0-15 & 0-70 ,DISS Cev | MAXTE | kos | 1 | 0 | 22 | 0
1041. | R220P16-001 | MANIFOLD, IV POLE 0-1 & 0-8 FLOW, DISS | MAXTE | kos | 1 | 0 | 22 | 0
1042. | R220P23-002 | MANIFOLD,IVPOLE,0-3.5&2-26FLOW,DISS,Cev | MAXTE | kos | 1 | 0 | 22 | 0
1043. | R220P24-004 | IV POLE, MANIFOLD, NIST 0-3.5 & 0-8 Cev | MAXTE | kos | 1 | 0 | 22 | 0
1044. | R220P36-002 | MANIFOLD,IVPOLE,0-15&2-26 FLOW,DISS,Cev | MAXTE | kos | 1 | 0 | 22 | 0
1045. | R505P03-001 | Cev, TECOTHERM MATTRESS CONNECT 1m | MAXTE | kos | 1 | 0 | 22 | 0
1046. | R220P15-001 | MANIFOLD, IV POLE 0-1 & 0-15 FLOW, DISS | MAXTE | kos | 1 | 0 | 22 | 0
1047. | R220P16-005 | IV MANIFOLD, INTER.0-1 & 0-8 DISS,NIPPLE | MAXTE | kos | 1 | 0 | 22 | 0
1048. | R220P22-004 | IV POLE MANIFOLD, NIST 0-3.5 & 0-15 Cev | MAXTE | kos | 1 | 0 | 22 | 0
1049. | R220P33-004 | MANIFOLD, IV POLE, NIST 0-8 & 2-26 Cev | MAXTE | kos | 1 | 0 | 22 | 0
1050. | R220P11-004 | IV POLE MANIFOLD, NIST 0-15 & 0-70 Cev | MAXTE | kos | 1 | 0 | 22 | 0
1051. | R220P15-003 | MANIFOLD, IV POLE 0-1/0 & 15 FLOW,NIST | MAXTE | kos | 1 | 0 | 22 | 0
1052. | R220P15-005 | IV MANIFOLD,INTER.0-1 & 0-15 DISS,NIPPLE | MAXTE | kos | 1 | 0 | 22 | 0
1053. | R220P15-006 | IV MANIFOLD, INTER, DUAL 0-1 & 0-15 NIST | MAXTE | kos | 1 | 0 | 22 | 0
1054. | R220P16-003 | MANIFOLD, IV POLE, 0-1 & 0-8 FLOW, NIST | MAXTE | kos | 1 | 0 | 22 | 0
1055. | R220P16-006 | IV MANIFOLD, INTER. 0-1 & 08 NIST | MAXTE | kos | 1 | 0 | 22 | 0
1056. | R220P36-004 | IV POLE MANIFOLD, NIST 0-15 & 2-26 Cev | MAXTE | kos | 1 | 0 | 22 | 0
1057. | R123P18 | OXIMETER, M800 vključno zSPO2 AND CRADLE MEDICAL | MAXTE | kos | 1 | 0 | 22 | 0
1058. | R123P18-001 | OXIMETER, M800 vključno zSPO2 & CRADLE VET CARE | MAXTE | kos | 1 | 0 | 22 | 0
1059. | R220P19-002 | MANIFOLD,IVPOLE,0-3.5&0-5FLOW,DISS,Cev | MAXTE | kos | 1 | 0 | 22 | 0
1060. | R220P29-002 | MANIFOLD,IVPOLE,0-5&2-26 FLOW, DISS,Cev | MAXTE | kos | 1 | 0 | 22 | 0
1061. | R220P14-001 | MANIFOLD, IV POLE 0-1 & 0-5 FLOW, DISS | MAXTE | kos | 1 | 0 | 22 | 0
1062. | R220P19-004 | IV POLE MANIFOLD, NIST 0-3.5 & 0-5 Cev | MAXTE | kos | 1 | 0 | 22 | 0
1063. | R100P90 | BUNDLE, TRI-ANIM SMARTSTACK | MAXTE | kos | 1 | 0 | 22 | 0
1064. | R300P14 | MicroDial mikro-dozator pretoka R300P14 | MAXTE | kos | 1 | 0 | 22 | 0
1065. | R300P14-002 | MicroDial mikro-dozator preoka Range E DISS inlet/DISS outlet | MAXTE | kos | 1 | 0 | 22 | 0
1066. | R217P46 | analizator, MAXO2+ A INDUSTRIAL | MAXTE | kos | 1 | 0 | 22 | 0
1067. | R217P62-004 | analizator, MAXO2+ MED. A WITH ADAPTER | MAXTE | kos | 1 | 0 | 22 | 0
1068. | R217P67 | analizator, N2+ NITROGEN A | MAXTE | kos | 1 | 0 | 22 | 0
1069. | R300P14-001 | Dozator mikro-pretoka, MicroDial A 0,02-3 l/min, direktni | MAXTE | kos | 1 | 0 | 22 | 0
1070. | R300P14-003 | Dozator pretoka, MICRODIAL DISS/DISS .02-3 L/M | MAXTE | kos | 1 | 0 | 22 | 0
1071. | R220P02-002 | MANIFOLD,IV POLE 0-1 FLOW, DISS, Cev | MAXTE | kos | 1 | 0 | 22 | 0
1072. | R220P02-004 | MANI, IV POLE 0-1 Dozator pretoka,NIST,Cev | MAXTE | kos | 1 | 0 | 22 | 0
1073. | R220P14-005 | IV MANIFOLD,INTER.0-1 & 0-5 DISS, NIPPLE | MAXTE | kos | 1 | 0 | 22 | 0
1074. | R220P29-004 | IV POLE MANIFOLD, NIST 0-5 & 2-26 Cev | MAXTE | kos | 1 | 0 | 22 | 0
1075. | R505P03-002 | Cev, TECOTHERM MATTRESS CONNECT 2m | MAXTE | kos | 1 | 0 | 22 | 0
1076. | R220P14-003 | MANIFOLD, IV POLE, 0-1 & 0-5 FLOW, NIST | MAXTE | kos | 1 | 0 | 22 | 0
1077. | R220P14-006 | IV MANIFOLD, INTER. DUAL 0-1 & 0-5 NIST | MAXTE | kos | 1 | 0 | 22 | 0
1078. | R113P13 | senzor, MAX-31 O2 | MAXTE | kos | 1 | 0 | 22 | 0
1079. | R217P66 | analizator, N2+ AE NITROGEN | MAXTE | kos | 1 | 0 | 22 | 0
1080. | R217P72-004 | analizator, MAXO2+ AE INDUSTRIAL | MAXTE | kos | 1 | 0 | 22 | 0
1081. | R220P10-002 | POLE MANIFOLD,DUAL 0-70,2-26 vključno zCev DISS | MAXTE | kos | 1 | 0 | 22 | 0
1082. | R219P49-001 | KIT,ACCESSORY FOR BIRD Mešalec visoki pretoki | MAXTE | kos | 1 | 0 | 22 | 0
1083. | R220P06-005 | MANIFOLD,INTER,IV POLE,DISS,NIPPLE,200cc | MAXTE | kos | 1 | 0 | 22 | 0
1084. | R220P06-001 | MANIFOLD, IV POLE vključno z200cc Dozator pretoka,DISS | MAXTE | kos | 1 | 0 | 22 | 0
1085. | R220P13-001 | MANIFOLD, IV POLE,0-1 & 0-3.5 FLOW, DISS | MAXTE | kos | 1 | 0 | 22 | 0
1086. | R220P13-003 | MANIFOLD, IV POLE 0-1 & 0-3.5 FLOW, NIST | MAXTE | kos | 1 | 0 | 22 | 0
1087. | R220P13-005 | IV MANIFOLD,INTER.0-1&0-3.5 DISS, NIPPLE | MAXTE | kos | 1 | 0 | 22 | 0
1088. | R220P13-006 | IV MANIFOLD, INTER.DUAL 0-1 & 0-3.5 NIST | MAXTE | kos | 1 | 0 | 22 | 0
1089. | R220P17-001 | MANIFOLD, IV POLE 0-1 & 2-26 FLOW, DISS | MAXTE | kos | 1 | 0 | 22 | 0
1090. | R220P23-004 | IV POLE MANIFOLD, NIST 0-3.5 & 2-26 Cev | MAXTE | kos | 1 | 0 | 22 | 0
1091. | R300P14-004 | Dozator pretoka,MICRO DIAL OHMEDA/BARB RANGE E | MAXTE | kos | 1 | 0 | 22 | 0
1092. | R220P17-003 | MANIFOLD, IV POLE, 0-1 & 2-26 FLOW, NIST | MAXTE | kos | 1 | 0 | 22 | 0
1093. | R220P17-006 | IV MANIFOLD, INTER. 0-1 & 2-26 NIST | MAXTE | kos | 1 | 0 | 22 | 0
1094. | R220P06-003 | MANIFOLD, IV POLE 200cc Dozator pretoka, NIST | MAXTE | kos | 1 | 0 | 22 | 0
1095. | R220P06-006 | MANIFOLD, IV POLE INTER. NIST 200cc FLOW | MAXTE | kos | 1 | 0 | 22 | 0
1096. | R220P10-004 | IV POLE MANIFOLD, NIST 2-26 & 0-70 Cev | MAXTE | kos | 1 | 0 | 22 | 0
1097. | R220P16-002 | MANIFOLD,IVPOLE,0-1&0-8 FLOW,DISS,Cev | MAXTE | kos | 1 | 0 | 22 | 0
1098. | R220P15-002 | MANIFOLD,IVPOLE, 0-1&0-15FLOW,DISS,Cev | MAXTE | kos | 1 | 0 | 22 | 0
1099. | R220P16-004 | IV POLE MANIFOLD, NIST 0-1 & 0-8 Cev | MAXTE | kos | 1 | 0 | 22 | 0
1100. | R113P16 | senzor, MAX-41A O2 | MAXTE | kos | 1 | 0 | 22 | 0
1101. | R220P15-004 | IV POLE MANIFOLD, NIST 0-1 & 0-15 Cev | MAXTE | kos | 1 | 0 | 22 | 0
1102. | R219P17-002 | KIT, OPTIFLOW JR. WITHOUT analizator | MAXTE | kos | 1 | 0 | 22 | 0
1103. | R100P73 | STAND, CPAP/BIPAP EQUIPMENT RESPIRONICS | MAXTE | kos | 1 | 0 | 22 | 0
1104. | R100P74 | STAND, CPAP/BIPAP EQUIPMENT DEVILBISS | MAXTE | kos | 1 | 0 | 22 | 0
1105. | R505P08 | PROBE, TECOTHERM DISPOSABLE RECTAL 20/PK | MAXTE | kos | 1 | 0 | 22 | 0
1106. | R219P49-002 | KIT, ACCESSORY FOR BIRD Mešalec nizki pretoki | MAXTE | kos | 1 | 0 | 22 | 0
1107. | R219P49-003 | KIT, ACCESSORY FOR MAXBLEND nizki pretoki | MAXTE | kos | 1 | 0 | 22 | 0
1108. | R219P49-004 | KIT, BIRD Mešalec ACCESS vključno z 0-70 & 2-26 | MAXTE | kos | 1 | 0 | 22 | 0
1109. | R220P14-002 | MANIFOLD, IVPOLE, 0-1&0-5 FLOW,DISS,Cev | MAXTE | kos | 1 | 0 | 22 | 0
1110. | R220P32-001 | MANIFOLD, IV POLE 0-8 & 200cc FLOW, DISS | MAXTE | kos | 1 | 0 | 22 | 0
1111. | R220P32-003 | MANIFOLD, IV POLE 0-8 & 200cc FLOW, NIST | MAXTE | kos | 1 | 0 | 22 | 0
1112. | R220P32-006 | IV MANIFOLD,INTER. DUAL 0-8 & 200cc NIST | MAXTE | kos | 1 | 0 | 22 | 0
1113. | R220P34-001 | MANIFOLD, IV POLE 0-15 & 200cc FLOW,DISS | MAXTE | kos | 1 | 0 | 22 | 0
1114. | R220P06-002 | MANIFOLD IV POLE 200cc FLOW DISS Cev | MAXTE | kos | 1 | 0 | 22 | 0
1115. | R220P14-004 | IV POLE MANIFOLD, NIST 0-1 & 0-5 Cev | MAXTE | kos | 1 | 0 | 22 | 0
1116. | R220P17-004 | IV POLE MANIFOLD, NIST 0-1 & 2-26 Cev | MAXTE | kos | 1 | 0 | 22 | 0
1117. | R220P27-001 | MANIFOLD, IV POLE 0-5 & 200cc FLOW, DISS | MAXTE | kos | 1 | 0 | 22 | 0
1118. | R220P32-005 | IV MANIFOLD,INTER,0-8 &200cc DISS,NIPPLE | MAXTE | kos | 1 | 0 | 22 | 0
1119. | R220P34-003 | MANIFOLD,IV POLE, 0-15 & 200cc FLOW,NIST | MAXTE | kos | 1 | 0 | 22 | 0
1120. | R220P34-006 | IV MANIFOLD,INTER. DUAL 0-15,200cc NIST | MAXTE | kos | 1 | 0 | 22 | 0
1121. | OM-25A | OM-25A O2 analizator (interni (OM-25 A) MAX-250 long-life senzor) | MAXTE | kos | 1 | 0 | 22 | 0
1122. | R220P17-005 | IV MANIFOLD,INTER.0-1 & 2-26 DISS,NIPPLE | MAXTE | kos | 1 | 0 | 22 | 0
1123. | R220P34-005 | IV MANIFOLD,INTER.0-15&200cc DISS,NIPPLE | MAXTE | kos | 1 | 0 | 22 | 0
1124. | R220P13-002 | MANIFOLD,IVPOLE,0-1&0-3.5FLOW,DISS,Cev | MAXTE | kos | 1 | 0 | 22 | 0
1125. | R220P17-002 | MANIFOLD,IVPOLE, 0-1&2-26,FLOW,DISS,Cev | MAXTE | kos | 1 | 0 | 22 | 0
1126. | R124P06 | MONITOR, PULSOX-300 | MAXTE | kos | 1 | 0 | 22 | 0
1127. | R220P13-004 | IV POLE MANIFOLD, NIST 0-1 & 0-3.5 Cev | MAXTE | kos | 1 | 0 | 22 | 0
1128. | R213P05-016 | analizator, OM-25ME WITHOUT senzor | MAXTE | kos | 1 | 0 | 22 | 0
1129. | R108P66 | senzor, MAX-625i NITRIC OXIDE INDUSTRIAL | MAXTE | kos | 1 | 0 | 22 | 0
1130. | R204P21 | PULSE OXIMETER, MODEL 34 vključno zPRINT OPTIONS | MAXTE | kos | 1 | 0 | 22 | 0
1131. | R204P04 | SOFTWARE, SPO2 ANALYSIS | MAXTE | kos | 1 | 0 | 22 | 0
1132. | R220P27-003 | MANIFOLD, IV POLE, 0-5 & 200cc FLOW,NIST | MAXTE | kos | 1 | 0 | 22 | 0
1133. | R220P27-006 | IV MANIFOLD,INTER. DUAL 0-5 & 0-8 NIST | MAXTE | kos | 1 | 0 | 22 | 0
1134. | OM-25AE | OM-25AE O2 analizator (zunanji (OM-25 AE) MAX-250 long-life senzor) | MAXTE | kos | 1 | 0 | 22 | 0
1135. | R220P06-004 | MANI, IV POLE 200cc Dozator pretoka,NIST, Cev | MAXTE | kos | 1 | 0 | 22 | 0
1136. | R220P27-005 | IV MANIFOLD,INTER.0-5 &200cc DISS,NIPPLE | MAXTE | kos | 1 | 0 | 22 | 0
1137. | R204P04-002 | SOFTWARE, PULSOX-300i | MAXTE | kos | 1 | 0 | 22 | 0
1138. | R220P18-001 | MANIFOLD, IV POLE 0-3.5 & 200cc FLOW,DIS | MAXTE | kos | 1 | 0 | 22 | 0
1139. | R220P18-006 | IV MANIFOLD, INTER.DUAL 0-3.5,200cc NIST | MAXTE | kos | 1 | 0 | 22 | 0
1140. | R505P02-004 | MATTRESS, TECOTHERM AQUA DISPOSABLE 3/PK | MAXTE | kos | 1 | 0 | 22 | 0
1141. | R220P37-001 | MANIFOLD,IV POLE 2-26 & 200cc FLOW, DISS | MAXTE | kos | 1 | 0 | 22 | 0
1142. | R220P18-003 | MANIFOLD,IV POLE 0-3.5 & 200cc FLOW,NIST | MAXTE | kos | 1 | 0 | 22 | 0
1143. | R220P18-005 | IV MANIFOLD,INTER.0-3.5&200cc DISS,NIPPL | MAXTE | kos | 1 | 0 | 22 | 0
1144. | R220P37-006 | IV MANIFOLD,INTER. DUAL 2-26 & 200 NIST | MAXTE | kos | 1 | 0 | 22 | 0
1145. | R220P32-002 | MANIFOLD,IVPOLE,0-8&200cc FLOW,DISS,Cev | MAXTE | kos | 1 | 0 | 22 | 0
1146. | R220P37-003 | MANIFOLD, IV POLE 2-26 & 200 FLOW, NIST | MAXTE | kos | 1 | 0 | 22 | 0
1147. | R220P37-005 | IV MANIFOLD,INTER.2-26 & 200cc DISS,NIPP | MAXTE | kos | 1 | 0 | 22 | 0
1148. | R220P32-004 | IV POLE MANIFOLD, NIST 0-8 & 200cc Cev | MAXTE | kos | 1 | 0 | 22 | 0
1149. | R220P34-002 | MANIFOL,IVPOLE,0-15/200cc,FLOW,DISS,Cev | MAXTE | kos | 1 | 0 | 22 | 0
1150. | R221P11 | analizator, ULTRAMAXO2 O2 | MAXTE | kos | 1 | 0 | 22 | 0
1151. | R221P11-004 | analizator, ULTRAMAXO2 INDUSTRIAL | MAXTE | kos | 1 | 0 | 22 | 0
1152. | R223P01 | GAS MIXER, MAXFLO2 nizki pretoki DISS priključek | MAXTE | kos | 1 | 0 | 22 | 0
1153. | R223P01-004 | Maxtec MaxFlO2 mešalec zraka in kisika za nizke pretoke | MAXTE | kos | 1 | 0 | 22 | 0
1154. | R223P02 | GAS MIXER, MAXFLO2 visoki pretoki vključno zDISS | MAXTE | kos | 1 | 0 | 22 | 0
1155. | R223P02-004 | Maxtec MaxFlO2 mešalec zraka in kisika za visoke pretoke | MAXTE | kos | 1 | 0 | 22 | 0
1156. | R124P08 | MySign'O' O2 analizator | MAXTE | kos | 1 | 0 | 22 | 0
1157. | R220P34-004 | IV POLE MANIFOLD, NIST 0-15 & 200cc Cev | MAXTE | kos | 1 | 0 | 22 | 0
1158. | R221P11-001 | analizator, ULTRAMAXO2 INTERNATIONAL | MAXTE | kos | 1 | 0 | 22 | 0
1159. | R221P11-002 | analizator, ULTRAMAXO2 TURKEY | MAXTE | kos | 1 | 0 | 22 | 0
1160. | R230P01 | analizator, MAXO2ME | MAXTE | kos | 1 | 0 | 22 | 0
1161. | R220P27-002 | MANIFOLD,IVPOLE,0-5&200ccFLOW,DISS,Cev | MAXTE | kos | 1 | 0 | 22 | 0
1162. | R220P27-004 | IV POLE MANIFOLD, NIST 0-5 & 200cc, Cev | MAXTE | kos | 1 | 0 | 22 | 0
1163. | R220P18-002 | MANIFOL,IVPOLE,0-3.5&200ccFLOW,DISS,Cev | MAXTE | kos | 1 | 0 | 22 | 0
1164. | R220P18-004 | IV POLE MANIFOLD, NIST 0-3.5 & 200cc HOS | MAXTE | kos | 1 | 0 | 22 | 0
1165. | R220P37-002 | MANIFOLD,IVPOLE, 2-26&200 FLOW,DISS,Cev | MAXTE | kos | 1 | 0 | 22 | 0
1166. | RP05P02 | WATER CHECK PLUS TRAP, vključno z FILTER (30/BX) | MAXTE | kos | 1 | 0 | 22 | 0
1167. | R220P12-001 | MANIFOLD, IV POLE, 0-1 & 200cc FLOW,DISS | MAXTE | kos | 1 | 0 | 22 | 0
1168. | R220P12-003 | MANIFOLD, IV POLE 0-1 & 200cc FLOW, NIST | MAXTE | kos | 1 | 0 | 22 | 0
1169. | R220P12-006 | IV MANIFOLD,INTER. DUAL 0-1 & 200CC NIST | MAXTE | kos | 1 | 0 | 22 | 0
1170. | R220P37-004 | IV POLE MANIFOLD, NIST 2-26 & 200cc Cev | MAXTE | kos | 1 | 0 | 22 | 0
1171. | R213P05 | OM-25ME O2 analizator | MAXTE | kos | 1 | 0 | 22 | 0
1172. | R220P12-005 | IV MANIFOLD,INTER.0-1 &200cc DISS,NIPPLE | MAXTE | kos | 1 | 0 | 22 | 0
1173. | R204P04-001 | SOFTWARE, PROFOX STANDARD | MAXTE | kos | 1 | 0 | 22 | 0
1174. | R122P04-002 | FLOWsenzor, SPIROQUANT H, 50/PACK | MAXTE | kos | 1 | 0 | 22 | 0
1175. | R219P17-003 | KIT, OPTIFLOW JR. WITH MAXO2+ analizator | MAXTE | kos | 1 | 0 | 22 | 0
1176. | R213P65 | OM-25MEL O2 analizator | MAXTE | kos | 1 | 0 | 22 | 0
1177. | R124P07 | MONITOR, PULSOX-300i | MAXTE | kos | 1 | 0 | 22 | 0
1178. | R124P10 | OXIMETER, MY SIGN S | MAXTE | kos | 1 | 0 | 22 | 0
1179. | R219P50-002 | ADAPTER, 2-in-1 MUFFLED 20/PACK | MAXTE | kos | 1 | 0 | 22 | 0
1180. | R220P12-002 | MANIFOLD,IVPOLE,0-1&200cc FLOW DISS Cev | MAXTE | kos | 1 | 0 | 22 | 0
1181. | MAXO2+ME | MaxO2ME O2 analizator | MAXTE | kos | 1 | 0 | 22 | 0
1182. | R220P12-004 | IV POLE, MANIFOLD, NIST 0-1 & 200cc Cev | MAXTE | kos | 1 | 0 | 22 | 0
1183. | R204P16 | Sklop, PULSOX-300 MONITOR vključno zFINGER PROBE | MAXTE | kos | 1 | 0 | 22 | 0
1184. | R204P16-002 | MONITOR, PULSOX-300 WITH SOFT TIP PROBE | MAXTE | kos | 1 | 0 | 22 | 0
1185. | R223P01-003 | KIT, MAXFLO2 nizki pretoki vključno zMAXO2+ A vključno zDISS | MAXTE | kos | 1 | 0 | 22 | 0
1186. | R223P02-003 | KIT, MAXFLO2 visoki pretoki vključno zMAX02+ A vključno zDISS | MAXTE | kos | 1 | 0 | 22 | 0
1187. | R219P32-002 | Sklop, 2 IN 1 ADAPTER 50/PACK | MAXTE | kos | 1 | 0 | 22 | 0
1188. | R204P16-001 | Sklop, PULSOX-300 MONITOR vključno zSPOT CHECK PR | MAXTE | kos | 1 | 0 | 22 | 0
1189. | R203P13-001 | MICROMAX mešalec zraka in kisika NIST, komplet | MAXTE | kos | 1 | 0 | 22 | 0
1190. | R203P14-001 | Maxtec MicroMax mešalec zraka in kisika za visoke pretoke | MAXTE | kos | 1 | 0 | 22 | 0
1191. | R203P14-001K | Mešalec zraka in kisika Maxtec Micromax | MAXTE | kos | 1 | 0 | 22 | 0
1192. | R124P10-002 | OXIMETER, MY SIGN S vključno zFINGER PROBE | MAXTE | kos | 1 | 0 | 22 | 0
1193. | R211P03-020 | MaxVenturi mešalec zraka in kisika | MAXTE | kos | 1 | 0 | 22 | 0
1194. | R124P10-001 | OXIMETER,MY SIGN S vključno zSOFT TIP PROBE | MAXTE | kos | 1 | 0 | 22 | 0
1195. | R124P10-003 | OXIMETER,MY SIGN S vključno zDISP. PROBE & kabel | MAXTE | kos | 1 | 0 | 22 | 0
1196. | R223P01-005 | Maxtec MaxFlO2 mešalec zraka in kisika za nizke pretoke, z monitorjem mešanice FiO2: MaxO2+ | MAXTE | kos | 1 | 0 | 22 | 0
1197. | R223P02-005 | Maxtec MaxFlO2 mešalec zraka in kisika za visoke pretoke, z monitorjem mešanice FiO2: MaxO2+ | MAXTE | kos | 1 | 0 | 22 | 0
1198. | R505P02-003 | MATTRESS, TECOTHERM AQUA WRAP AROUND | MAXTE | kos | 1 | 0 | 22 | 0
1199. | R203P13 | Mešalec, MICROMAX nizki pretoki/DISS priključek | MAXTE | kos | 1 | 0 | 22 | 0
1200. | R203P14 | Mešalec, MICROMAX visoki pretoki/DISS priključek | MAXTE | kos | 1 | 0 | 22 | 0
1201. | R219P31-002 | Sklop, 3 IN 1 ADAPTER 50/PACK | MAXTE | kos | 1 | 0 | 22 | 0
1202. | R200P04 | analizator, HELIUM-O2 HE/O2C | MAXTE | kos | 1 | 0 | 22 | 0
1203. | R123P21-003 | MONITOR, V6 vključno zSPO2 AND NIBP | MAXTE | kos | 1 | 0 | 22 | 0
1204. | R219P24 | MICROMešalec, nizki pretoki | MAXTE | kos | 1 | 0 | 22 | 0
1205. | R204P17 | Sklop, PULSOX-300i MONITOR vključno zFINGER PROBE | MAXTE | kos | 1 | 0 | 22 | 0
1206. | R204P17-001 | Sklop, PULSOX-300i MONITOR vključno zSPOT CHECK | MAXTE | kos | 1 | 0 | 22 | 0
1207. | R204P17-002 | MONITOR, PULSOX-300i WITH SOFT TIP | MAXTE | kos | 1 | 0 | 22 | 0
1208. | R211P03-022 | MAXVENTURI, LOCKING POLE CLAMP, DISS | MAXTE | kos | 1 | 0 | 22 | 0
1209. | R211P03-023 | MAXVENTURI, LOCKING POLE CLAMP, NIST | MAXTE | kos | 1 | 0 | 22 | 0
1210. | R211P03-024 | MAXVENTURI, INTERNATIONAL, POLE, DISS | MAXTE | kos | 1 | 0 | 22 | 0
1211. | R211P03-025 | MAXVENTURI, INTERNATIONAL, POLE, NIST | MAXTE | kos | 1 | 0 | 22 | 0
1212. | R211P03-026 | MAXVENTURI, INTERNATIONAL, LOCKING, DISS | MAXTE | kos | 1 | 0 | 22 | 0
1213. | R211P03-027 | MAXVENTURI, INTERNATIONAL, LOCKING, NIST | MAXTE | kos | 1 | 0 | 22 | 0
1214. | R211P39-001 | MAXVENTURI, visoki pretoki, DISS, POLE CLAMP | MAXTE | kos | 1 | 0 | 22 | 0
1215. | R211P39-002 | MAXVENTURI, visoki pretoki, NIST, POLE CLAMP | MAXTE | kos | 1 | 0 | 22 | 0
1216. | R211P39-003 | MAXVENTURI,visoki pretoki, DISS LOCKING CLAMP | MAXTE | kos | 1 | 0 | 22 | 0
1217. | R211P39-004 | MAXVENTURI,visoki pretoki,NIST, LOCKING CLAMP | MAXTE | kos | 1 | 0 | 22 | 0
1218. | R219P25 | MICROMešalec, visoki pretoki | MAXTE | kos | 1 | 0 | 22 | 0
1219. | R203P13-002 | Mešalec, MICROMAX nizki pretoki/DISS/BUDDY | MAXTE | kos | 1 | 0 | 22 | 0
1220. | R203P14-002 | Mešalec, MICROMAX visoki pretoki/DISS/BUDDY | MAXTE | kos | 1 | 0 | 22 | 0
1221. | R203P13-003 | Mešalec, MICROMAX nizki pretoki, BUDDY/NIST | MAXTE | kos | 1 | 0 | 22 | 0
1222. | R203P14-003 | Mešalec, MICROMAX visoki pretoki BUDDY/NIST | MAXTE | kos | 1 | 0 | 22 | 0
1223. | R219P25-001 | MICROMešalec, visoki pretoki vključno zNIST priključek | MAXTE | kos | 1 | 0 | 22 | 0
1224. | R204P18-001 | SLEEP STUDY KIT, PULSOX-300i NO-SOFTWARE | MAXTE | kos | 1 | 0 | 22 | 0
1225. | R204P18-003 | SLEEP STUDY,vključno zO SOFTWARE vključno zSOFT TIP PROB | MAXTE | kos | 1 | 0 | 22 | 0
1226. | R123P21-004 | MONITOR, V6 vključno zSPO2, NIPB, TEMP, PRINTER | MAXTE | kos | 1 | 0 | 22 | 0
1227. | R219P24-001 | MICROMešalec, nizki pretoki vključno zNIST priključek | MAXTE | kos | 1 | 0 | 22 | 0
1228. | R223P01-006 | SYSTEM, MAXFLO2 nizki pretoki | MAXTE | kos | 1 | 0 | 22 | 0
1229. | R223P02-006 | SYSTEM, MAXFLO2 visoki pretoki | MAXTE | kos | 1 | 0 | 22 | 0
1230. | R204P18-002 | SLEEP STUDY KIT, WITH SOFT TIP PROBE | MAXTE | kos | 1 | 0 | 22 | 0
1231. | R204P18 | SLEEP STUDY KIT, PULSOX-300i | MAXTE | kos | 1 | 0 | 22 | 0
1232. | R203P13-006 | SYSTEM, MICROMAX Mešalec nizki pretoki | MAXTE | kos | 1 | 0 | 22 | 0
1233. | R203P14-006 | SYSTEM, MICROMAX Mešalec visoki pretoki | MAXTE | kos | 1 | 0 | 22 | 0
1234. | R229P01-001 | MAXBLEND2, 0-30 LPM BIRD vključno zDISS nizki pretoki | MAXTE | kos | 1 | 0 | 22 | 0
1235. | R229P01-010 | MAXBLEND2, 0-15 LPM,BIRD,vključno zDISS nizki pretoki | MAXTE | kos | 1 | 0 | 22 | 0
1236. | R229P01-011 | MAXBLEND2, 0-3 LPM, BIRD vključno zDISS nizki pretoki | MAXTE | kos | 1 | 0 | 22 | 0
1237. | R229P02-001 | MAXBLEND2,0-70 LPM BIRD vključno zDISS visoki pretoki | MAXTE | kos | 1 | 0 | 22 | 0
1238. | R229P01-007 | MAXBLEND2,0-15 LPM BIRD vključno zAFNOR nizki pretoki | MAXTE | kos | 1 | 0 | 22 | 0
1239. | R505P10 | CART, TECOTHERM TROLLEY | MAXTE | kos | 1 | 0 | 22 | 0
1240. | R400P19 | senzor, CO2 CAPNOSTAT 5 | MAXTE | kos | 1 | 0 | 22 | 0
1241. | R400P24 | MONITOR, C5 LOFLO CO2 | MAXTE | kos | 1 | 0 | 22 | 0
1242. | R100P49-008 | SMARTSTACK,IV POLE 8 PACK (48-minimum) | MAXTE | kos | 1 | 0 | 22 | 0
1243. | R203P05-002 | MAXBLEND, nizki pretoki, vključno z NIST priključki | MAXTE | kos | 1 | 0 | 22 | 0
1244. | R204P05-002 | MAXBLEND, visoki pretoki vključno z NIST priključki | MAXTE | kos | 1 | 0 | 22 | 0
1245. | R123P19 | MONITOR, V6 WITH ETCO2 MEDICAL | MAXTE | kos | 1 | 0 | 22 | 0
1246. | R123P19-001 | MONITOR, V6 WITH ETCO2 VET CARE | MAXTE | kos | 1 | 0 | 22 | 0
1247. | R123P20 | MONITOR, V6 vključno zETCO2 AND SPO2 MEDICAL | MAXTE | kos | 1 | 0 | 22 | 0
1248. | R123P20-001 | MONITOR, V6 WITH ETCO2 & SPO2 VET CARE | MAXTE | kos | 1 | 0 | 22 | 0
1249. | R123P21 | MONITOR, V6 vključno zETCO2,SPO2 & PRINTER MED. | MAXTE | kos | 1 | 0 | 22 | 0
1250. | R123P21-001 | MONITOR, V6 vključno zETCO2, SPO2 & PRINTER VET | MAXTE | kos | 1 | 0 | 22 | 0
1251. | R123P21-002 | MONITOR, V6 WITH ETCO2, SPO2 & NIBP | MAXTE | kos | 1 | 0 | 22 | 0
1252. | R213P23 | VENTILATOR, ENDURAVENT5 | MAXTE | kos | 1 | 0 | 22 | 0
1253. | R213P19 | MAXO2VENT | MAXTE | kos | 1 | 0 | 22 | 0
1254. | R505P01-001 | KIT,TECOTHERM STARTER vključno zDISPOSABLE PROBE | MAXTE | kos | 1 | 0 | 22 | 0
1255. | 2771230F04 | BATERIJA | MV | kos | 1 | 0 | 22 | 0
1256. | MY151021 | neoSAVE testna plučka neonatal/pediatric 64 ml | MV | kos | 1 | 0 | 22 | 0
1257. | ATC5992723EW | neoSAVE Trakovi za fiksacijo v inkubatorju, 3 kom, s podlogami | MV | kos | 1 | 0 | 22 | 0
1258. | ATMC26355 | SpO2- Single Patient Sensor for premature < 1000 g. (L- Typ), 20 pcs/pack | MV | kos | 1 | 0 | 22 | 0
1259. | ATMC26356 | SpO2- Single Patient Sensor for newborn < 3000 g. (LnoP- Typ), 20 PCS/ pack | MV | kos | 1 | 0 | 22 | 0
1260. | 12158235 | Kabel 5 m za transportni inkubator | MV | kos | 1 | 0 | 22 | 0
1261. | ATCM13170 | Cable suspension, narrow | MV | kos | 1 | 0 | 22 | 0
1262. | ATCM13171 | Cable suspension, wide | MV | kos | 1 | 0 | 22 | 0
1263. | 11285 | Varovalo nosilca B Braun Space črpalk, skladno EN 1789 | MV | kos | 1 | 0 | 22 | 0
1264. | M8040-60101 | Nosilec monitorja Philips MP2/MX2/MX3 s fiksacijsko spono | MV | kos | 1 | 0 | 22 | 0
1265. | ATCM66341981 | Stryker fiksacijski pin z distančnim zategovalnim sistemom | MV | kos | 1 | 0 | 22 | 0
1266. | ATCM6634197 | Fiksacijski pin za platformo AAT (helikopter)FIX PIN | MV | kos | 1 | 0 | 22 | 0
1267. | CM106183 | IncuCover® za V-808 | MV | kos | 1 | 0 | 22 | 0
1268. | ATCM66347380S | Tlačni reducirni ventil za kisik, pred-kalibriran, za transportni sistem, popravilo | MV | kos | 1 | 0 | 22 | 0
1269. | ATCM6634197-1 | Fiksacijski pin za platformo AAT (helikopter) remov. Pin | MV | kos | 1 | 0 | 22 | 0
1270. | ATCM66347390 | Tlačni reducirni ventil za med. Zrak, pre-kalibriran, z manometrom | MV | kos | 1 | 0 | 22 | 0
1271. | 12565 | Električni razdelilnik - medicinski, 4 vtičnice | MV | kos | 1 | 0 | 22 | 0
1272. | ATCM13185 | Docking mechanism for Stiegelmeyer beds | MV | kos | 1 | 0 | 22 | 0
1273. | ATCM13186 | Docking mechanism for Hill-Rom beds | MV | kos | 1 | 0 | 22 | 0
1274. | ATCM66347325 | Avtomatski preklopnik plinov | MV | kos | 1 | 0 | 22 | 0
1275. | ATCM13180 | Drawer module for docking trolley 650 x 350 x 120mm (W x D x H) | MV | kos | 1 | 0 | 22 | 0
1276. | 13660 | Nosilec za 2 B Braun Space črpalki, skladen EN1789 standardu, s hitro spojko | MV | kos | 1 | 0 | 22 | 0
1277. | 12002 | GEL-AIR-TEC - antidekubitusna blazina za transportno podvozje Stryker | MV | kos | 1 | 0 | 22 | 0
1278. | ATCM66341950 | ASPIRATOR - transportni z nosilcem in polnilcem | MV | kos | 1 | 0 | 22 | 0
1279. | ATCM66341230 | Nosilec dveh (2) infuzijskih črpalk Alaris Asena | MV | kos | 1 | 0 | 22 | 0
1280. | 12005 | GEL-AIR-TEC-Overlay blazina za transportno podvozje Stryker | MV | kos | 1 | 0 | 22 | 0
1281. | ATCM13000-1 | InHoTrans™ - sistem za znotraj-bolnišnični transport kritično bolnih | MV | kos | 1 | 0 | 22 | 0
1282. | THT2 | Transportni voziček za prenos v helikopter - nastavljiva višina, nosilnost 300kg | MV | kos | 1 | 0 | 22 | 0
1283. | 10300 | Transportni sistem za odrasle, certificiran za cestni in zračni transport, po meri (Customized) | MV | kos | 1 | 0 | 22 | 0
1284. | Vent-transport | Hamilton T1 s CO2 modulom in fiksacijo | MV | kos | 1 | 0 | 22 | 0
1285. | ITE1 | Transportni sistem - konfiguracija po meri | MV | kos | 1 | 0 | 22 | 0
1286. | 2000/25ABUA | Luer konektor filter | MVIS | kos | 1 | 0 | 22 | 0
1287. | CM208020 | Matrace Cover for Atom Transcapsual V-808, biodegradable, cleanroom packed, box of 50 pcs.Squishon® Gel Matratze für Inkubatoren und Wärmebettchen, G | MVIS | kos | 1 | 0 | 22 | 0
1288. | TP100 | Filter | MVIS | kos | 1 | 0 | 22 | 0
1289. | ATC99335 | neoSAVE cevka za aspiracijsko posodicos Tip steril | MVIS | kos | 1 | 0 | 22 | 0
1290. | 740617236930 | SDHC KINGSTON MIC 32GB U3 | MVIS | kos | 1 | 0 | 22 | 0
1291. | ADI225 | LENOVO ADAPTER DVI-D MonCable 45J7915 | MVIS | kos | 1 | 0 | 22 | 0
1292. | ATCM663419 | neoSAVE aspiracijska posodica | MVIS | kos | 1 | 0 | 22 | 0
1293. | 1898/01JAUA | Nitric oxide filter za odstranjevanje plinov za ventilator, dvo-stopenjski, aktivno oglje, 2 filtra | MVIS | kos | 1 | 0 | 22 | 0
1294. | WM105113 | NeoPod® Lavabed Kit only 10 pcs/ pkg. | MVIS | kos | 1 | 0 | 22 | 0
1295. | ČRPLIMPET | LIMPET KONDENZNA ČRPALKA | MVIS | kos | 1 | 0 | 22 | 0
1296. | ATCM13151 | Equipment rail for side and horizontal attachment, 350 x 25 x 10mm | MVIS | kos | 1 | 0 | 22 | 0
1297. | ATCM13150 | Equipment rail, horizontal, 650 x 25 x 10mm | MVIS | kos | 1 | 0 | 22 | 0
1298. | CM104007 | neoSAVE gelna blazina Squishon | MVIS | kos | 1 | 0 | 22 | 0
1299. | ATCM6636101 | Easy-Run kolesa za Stryker M1, brez vibracij | MVIS | kos | 1 | 0 | 22 | 0
1300. | ATCM12980 | Gas bottle holder for 3-liter compressed gas cylinders (oxygen or compressed air) on universal Inhouse Shuttle System | MVIS | kos | 1 | 0 | 22 | 0
1301. | ATCM13100 | Carrier plate 720 x 320mm for respirator with skirt on the front and rear side | MVIS | kos | 1 | 0 | 22 | 0
1302. | ATCM12981 | Gas bottle holder for 5-liter compressed gas cylinders (oxygen or compressed air) on universal Inhouse Shuttle System | MVIS | kos | 1 | 0 | 22 | 0
1303. | ATCM66341820 | JEKLENKA ZA KISIK 3 LITRE | MVIS | kos | 1 | 0 | 22 | 0
1304. | ATCM66341830 | JEKLENKA ZA ZRAK 3 LITRE | MVIS | kos | 1 | 0 | 22 | 0
1305. | AC917360 | Membrane holder for FABIAN infant ventilator, 22mm connection, autoclavable | MVIS | kos | 1 | 0 | 22 | 0
1306. | 725REG200 | REGULATOTLRA KAC 2OO/1 | MVIS | kos | 1 | 0 | 22 | 0
1307. | MC09009941 | Oxygen pressure reducer (standard) for shuttle* | MVIS | kos | 1 | 0 | 22 | 0
1308. | MC29009941 | Compressed-air pressure reducer (standard) for shuttle* | MVIS | kos | 1 | 0 | 22 | 0
1309. | PN511990 | Complete connector for NO-patent coupling left side for NOxBOX® lite incl. O-ring | MVIS | kos | 1 | 0 | 22 | 0
1310. | 725REG205, HIQ 5467 | Enostopenjski regulator tlaka C 200/1 A | MVIS | kos | 1 | 0 | 22 | 0
1311. | 725REG208 | REGULATOR 219,54 TLAKAC 2OOB/13 BAR | MVIS | kos | 1 | 0 | 22 | 0
1312. | ATCM6636100 | Secure Lock Mehanizem za Stryker M1 | MVIS | kos | 1 | 0 | 22 | 0
1313. | PM511998 | Zunanji napajalnik za MP/X2 Monitor | MVIS | kos | 1 | 0 | 22 | 0
1314. | PM511001 | ZAKLEPNI SISTEM ZA FIKSACIJO MONITORJA PHILIPS MP/MX2 | MVIS | kos | 1 | 0 | 22 | 0
1315. | 64170 | Stryker Power Load Floor plate Assy kit | MVIS | kos | 1 | 0 | 22 | 0
1316. | ATCM66341971 | MONTAZNI SET ZA MOBILNI VOZICEK (STRETCHER) STRYKER M1 | MVIS | kos | 1 | 0 | 22 | 0
1317. | ATCM66341500 | Option NeoPod® for neoSAVE® III incl. bracket, power supply and wirering | MVIS | kos | 1 | 0 | 22 | 0
1318. | 2724 | Stryker XPS nadgradnja | MVIS | kos | 1 | 0 | 22 | 0
1319. | ATCM66341411 | NOSILEC ZA DODATNO INFUZIJSKO CRPALKO BRAUN COMPACT S NA DRUGI STRANI (ODVISNO OD HELIKOPTERJA) | MVIS | kos | 1 | 0 | 22 | 0
1320. | ATCM66341406 | NOSILEC ZA SKUPNO MONTAZO MONITORJA PHILIPS 1MX-2 INTELLIVUE IN 2 X BRAUN COMPACT S INFUZIJSKIH CRPALK | MVIS | kos | 1 | 0 | 22 | 0
1321. | ATCM66341852 | JEKLENKA Bracket for additional O2/Air bottle | MVIS | kos | 1 | 0 | 22 | 0
1322. | MC010290 | Compressed-air three-way distributor with automatic two-way switch between the central gas supply and cylinder, and rail mount* | MVIS | kos | 1 | 0 | 22 | 0
1323. | MC010291 | Oxygen three-way distributor with automatic two-way switch between the central gas supply and cylinder, and rail mount* | MVIS | kos | 1 | 0 | 22 | 0
1324. | ATCM66341408 | NOSILEC ZA SKUPNO MONTAZO MONITORJA PHILIPS 1MX-2 INTELLIVUE IN 2 X BRAUN COMPACT S INFUZIJSKIH CRPALK | MVIS | kos | 1 | 0 | 22 | 0
1325. | B BRAUN | INFUZIJSKA CRPALKA B BRAUN COMPACT S | MVIS | kos | 1 | 0 | 22 | 0
1326. | WM105107-1 | NeoPod® Transport Humidifier with (module for neoSAVE III™) inkl. mattress bracket | MVIS | kos | 1 | 0 | 22 | 0
1327. | ATCM66341972 | VMESNIK ZA NAMESTITEV V HELIKOPTERJU ZA neoSAVE III | MVIS | kos | 1 | 0 | 22 | 0
1328. | ATCM66341059 | Opcija Ventilator Stephan Eve - brez ventilatorja, nosilec, dovod plina, elektrike | MVIS | kos | 1 | 0 | 22 | 0
1329. | ATCM13300 | USM Uninterruptible Power Manager for docking trolley, Model ABCE1140-22IEC, 220-240V, power output: 1440 VA. Dimensions: 229 x 211 x 495 mm in accord | MVIS | kos | 1 | 0 | 22 | 0
1330. | ATCM66341001 | OPCIJA ZA MONTAZO IN DELOVANJE VENTILATORJA LEONI PLUS, LOWENSTEIN Medical | MVIS | kos | 1 | 0 | 22 | 0
1331. | ATCM66341000 | OPCIJA ZA MONTAZO IN DELOVANJE VENTILATORJA LEONI MOBIL, HEINEN+LOWENSTEIN | MVIS | kos | 1 | 0 | 22 | 0
1332. | 203 | Stryker M1 Stretcher | MVIS | kos | 1 | 0 | 22 | 0
1333. | ATCM6636 | Stryker M1 Podvozje kombinirano za neoSAVE III™ | MVIS | kos | 1 | 0 | 22 | 0
1334. | ATCM6636200 | MONTAZNI SET ZA MOBILNI VOZICEK (STRETCHER) STRYKER - Adaptor for connecting Stryker Power Pro XT to neoSAVE III™ (Part.-No. ATCM66341971 is needed in | MVIS | kos | 1 | 0 | 22 | 0
1335. | 217510 | Leoni M Neonatal- and Infant-emergency-ventilator with integrated battery | MVIS | kos | 1 | 0 | 22 | 0
1336. | 2212 | Stryker Power PRO XT mobilni voziček (stretcher), elektrohidravlična nosila z XL opremo | MVIS | kos | 1 | 0 | 22 | 0
1337. | 107061400 | Ventilator transportni Stephan EVE - neonatal, otroški, odrasli | MVIS | kos | 1 | 0 | 22 | 0
1338. | ATCM6635LV | neoSAVE III LV MODULARNI VMESNIK ZA TRANSPORTNI INKUBATOR ATOM V-808 | MVIS | kos | 1 | 0 | 22 | 0
1339. | ATCM6633-1 | TRANSPORTNI INKUBATOR ATOM V-808 | MVIS | kos | 1 | 0 | 22 | 0
1340. | 2213 | Stryker Power Load sprejemna postaja za nosila | MVIS | kos | 1 | 0 | 22 | 0
1341. | HL217400 | Leoni plus Transport Ventilator s HFO | MVIS | kos | 1 | 0 | 22 | 0
1342. | 1ST232-100 | EIT Neo Kontaktna tekočina | SenTe | kpl | 1 | 0 | 22 | 0
1343. | 200240-130 | LuMon Transportna torba | SenTe | kos | 1 | 0 | 22 | 0
1344. | 200140-110 | Mobilni podstavek za LuMon™ Monitor | SenTe | kos | 1 | 0 | 22 | 0
1345. | 200240-100 | LuMon mobilno stojalo | SenTe | kos | 1 | 0 | 22 | 0
1346. | 1st110-100 | LuMon Connector - Kabel za EIT | SenTe | kos | 1 | 0 | 22 | 0
1347. | 2ST200-N03 | LuMon™ Sistem EIT | SenTe | kos | 1 | 0 | 22 | 0
1348. | 2ST200-100-02 | LuMon™ Monitor - Neonatalni EIT na stojalu | SenTe | kos | 1 | 0 | 22 | 0
1349. | 101301 | WILAflow Elite abdominalni senzor VX010 100 CM | Wilam | kos | 1 | 0 | 22 | 0
1350. | 101594 | USB Log Data Transfer Cable, 2 m | Wilam | kos | 1 | 0 | 22 | 0
1351. | 100070 | CCII zračni filter za Comfort Cough II | Wilam | kos | 1 | 0 | 22 | 0
1352. | 101558 | Temperatue Port Assembly | Wilam | kos | 1 | 0 | 22 | 0
1353. | 101559 | Heater Wire Cable Port Assembly | Wilam | kos | 1 | 0 | 22 | 0
1354. | 550301 | Nosilec vlažilca za infuzijsko stojalo | Wilam | kos | 1 | 0 | 22 | 0
1355. | 550226 | Nosilec vlažilca za norm. boln.letev / vodilo | Wilam | kos | 1 | 0 | 22 | 0
1356. | 270395 | PMH5000 adapter grelne žice INSP za F&P dih. Sisteme | Wilam | kos | 1 | 0 | 22 | 0
1357. | 100942 | AIRcon adapter grelne žice enojni samo INSP | Wilam | kos | 1 | 0 | 22 | 0
1358. | 270396 | PMH5000 adapter grelne žice EXP za F&P dih. Sisteme | Wilam | kos | 1 | 0 | 22 | 0
1359. | 270934 | Pjuca - testna - neonatalna harmonika | Wilam | kos | 1 | 0 | 22 | 0
1360. | 101067 | RD-AIRcon plastični pokrov s čelno ploščo in ročico | Wilam | kos | 1 | 0 | 22 | 0
1361. | 101020 | PMH5000 Electrical Adapter (EXP) for use with “BTS-A” circuits | Wilam | kos | 1 | 0 | 22 | 0
1362. | 100929 | AIRcon adapter grelne žice dvojni INSP + EXP | Wilam | kos | 1 | 0 | 22 | 0
1363. | 100358 | Nosilec za mešalec na IV stojalu do 25mm | Wilam | kos | 1 | 0 | 22 | 0
1364. | 101060 | RD, podnožje aparata | Wilam | kos | 1 | 0 | 22 | 0
1365. | 550272 | Košara za infuzijsko stojalo | Wilam | kos | 1 | 0 | 22 | 0
1366. | 101015 | PMH5000 adapter grelne žice (INSP) za uporabo “BTS-A” dihalnih sistemov | Wilam | kos | 1 | 0 | 22 | 0
1367. | 550248 | Pljuca - testna - odrasla>200 ml | Wilam | kos | 1 | 0 | 22 | 0
1368. | 100910 | Temperaturni senzor vlažilca AIRcon | Wilam | kos | 1 | 0 | 22 | 0
1369. | 101541 | O2 senzor za Wilaflow Elite | Wilam | kos | 1 | 0 | 22 | 0
1370. | 101304 | WILAflow Elite držalo dihalnega sistema -roka | Wilam | kos | 1 | 0 | 22 | 0
1371. | 100909 | Temperaturni senzor vlažilca 180 cm | Wilam | kos | 1 | 0 | 22 | 0
1372. | 500466 | RD, ODU-BOARD | Wilam | kos | 1 | 0 | 22 | 0
1373. | 101302 | WILAflow Elite Signalni modul za Abdominalni Senzor | Wilam | kos | 1 | 0 | 22 | 0
1374. | 101593 | Aircon RD: Spodnji sklop | Wilam | kos | 1 | 0 | 22 | 0
1375. | 101071 | RD, AIRcon ekran programiran s čelno ploščo | Wilam | kos | 1 | 0 | 22 | 0
1376. | 100672 | WILAhiflow mobilni podstavek | Wilam | kos | 1 | 0 | 22 | 0
1377. | 101074 | RD, ohišje zgornje | Wilam | kos | 1 | 0 | 22 | 0
1378. | 101588 | RD AIRcon G2 Modul z ekranom, programiran, s folijo | Wilam | kos | 1 | 0 | 22 | 0
1379. | 550273 | Infuzijsko stojalo - mobilni podstavek | Wilam | kos | 1 | 0 | 22 | 0
1380. | 100500 | Wilamed AIRniva aktivni respiratorni vlažilec | Wilam | kos | 1 | 0 | 22 | 0
1381. | 100850 | Wilamed WilaLife aparat za reanimacijo novorojencev | Wilam | kos | 1 | 0 | 22 | 0
1382. | 100900 | Wilamed AIRcon aktivni respiratorni vlažilec | Wilam | kos | 1 | 0 | 22 | 0
1383. | 101200 | AIRcon Gen2 aktivni respiratorni vlažilec | Wilam | kos | 1 | 0 | 22 | 0
1384. | 100361 | Wilamed mešalec HiFlow dva izhodna dozatorja 70/15 l/min | Wilam | kos | 1 | 0 | 22 | 0
1385. | 100357 | WILAmed HiFlow Mešalec zraka in kisika for adults | Wilam | kos | 1 | 0 | 22 | 0
1386. | 100500-ZVP | ZVP zdravljenje z visokimi pretoki-enostavnejši komplet | Wilam | kpl | 1 | 0 | 22 | 0
1387. | 100900-ZVP | ZVP sistem za zdravljenje z visokimi pretoki - Komplet | Wilam | kos | 1 | 0 | 22 | 0
1388. | 101200-ZVP | ZVP zdravljenje z visokimi pretoki-napredni komplet | Wilam | kpl | 1 | 0 | 22 | 0
1389. | 101200-ZVP2 | ZVP zdravljenje z visokimi pretoki, neodvisen od vira zraka | Wilam | kos | 1 | 0 | 22 | 0
1390. | 100652 | Wilamed Comfort Cough II Izkašljevalnik | Wilam | kos | 1 | 0 | 22 | 0
1391. | 100652K | Wilamed Comfort Cough II In-/Eks-suflator (Izkašljevalnik), komplet na vozičku | Wilam | kos | 1 | 0 | 22 | 0
1392. | 100660 | Wilamed WILAhiflow aparat za neinvazivno dihalno podporo | Wilam | kos | 1 | 0 | 22 | 0
1393. | 101300 | WILAflow Elite NIV Ventilator neonatalni | Wilam | kos | 1 | 0 | 22 | 0
1394. | 101300STK | WILAflow Elite NIV Ventilator neonatalni - KOMPLET | Wilam | kos | 1 | 0 | 22 | 0
1395. | 101300-STK2 | WILAFlow-Elite neonatalni NIV ventilator - komplet | Wilam | kos | 1 | 0 | 22 | 0
[5 empty] | Davčna osnova: |  |  | 0
[5 empty] | Znesek davka: |  |  | 0
[5 empty] | Za plačilo v EUR z DDV: |  |  | 0
Žig in podpis ponudnika: